## SERVICE CATALOG
TURKISH PETROLEUM
RESEARCH AND DEVELOPMENT CENTER
2026
SERVICE CATALOG
APPLICATION: | TÜRKİYE PETROLLERİ ANONİM ORTAKLIĞI GENEL MÜDÜRLÜĞÜ AR-GE MERKEZİ DAİRE BAŞKANLIĞI TEKNİK HİZMETLER MÜDÜRLÜĞÜ - NUMUNE KABUL
ADDRESS: | Söğütözü Mahallesi, Nizami Gencevi Caddesi, No. 10, 06530 Çankaya / ANKARA
TELEPHONE: | +90 (312) 207 25 00
E_MAIL: | argetalep@tpao.gov.tr

## SERVICE CONDITIONS
SERVICE CONDITIONS
1. |  | PERFORMANCE OF SERVICES
The TPAO R&D Center shall perform the requested services in accordance with current technological capabilities and applicable standards. In cases where the services are performed partially or wholly at the customer’s premises, the customer shall not, under any circumstances, be deemed the employer of the personnel of the TPAO R&D Center.
2. |  | CONFIDENTIALITY
| 2.1. | The TPAO R&D Center undertakes to protect all confidential information, documents, and registered or proprietary rights belonging to the customer, to ensure their confidentiality, and not to use such information or documents for any purpose other than the performance of the services.
| 2.2. | Any use of information contained in reports shall be subject to the prior written consent of the customer. Information that has entered the public domain shall be excluded from the scope of confidentiality.
| 2.3. | One copy of each report shall be retained by the TPAO R&D Center in accordance with its confidentiality policies and procedures.
3. |  | WELL SITE OR FIELD WORK CONDITIONS
| 3.1. | The customer shall be responsible for ensuring appropriate working conditions for services performed at the wellhead or in the field and/or for bearing all costs necessary to establish such conditions.
| 3.2. | For services performed outside its own premises, the TPAO R&D Center reserves the right to replace its personnel at two-week intervals.
| 3.3. | Detailed provisions regarding services rendered at the well site or in the field are set forth in the relevant sections.
4. |  | EVALUATION AND REPORT FEES
| 4.1. | The fee for office-based services, including but not limited to evaluation, report preparation, and drafting, shall be TRY 10,000 per person per day.
| 4.2. | For each additional copy of a report, an additional fee amounting to ten percent (10%) of the original report fee shall be charged.
| 4.3. | Where expedited or urgent results are requested, the total service fee shall be charged at twice the standard rate.
5. |  | GENERAL PROVISIONS
| 5.1. | The TPAO R&D Center reserves the right to revise and amend its service fees.
| 5.2. | The service fees include costs related to materials, personnel, and depreciation required for the analyses to be conducted.
| 5.3. | All fees are exclusive of Value Added Tax (VAT) and any other applicable taxes, duties, or charges.
| 5.4. | A fifty percent (50%) discount shall be applied to requests originating from university or TÜBİTAK projects, postgraduate (master’s and doctoral) studies of universities, and public institutions and organizations.
| 5.5. | In the event that a protocol is executed, service agreements to be concluded with strategically partnered companies and supplier laboratories shall be subject to the “Public Tariff”, corresponding to a 50% discount.
| 5.6. | Requested analyses shall be conducted following submission of proof of payment to the “Sample Acceptance and Registration Unit" and shall be completed based on the number of samples and the prevailing workload.
| 5.7. | The authority to add or remove analyses and to determine applicable prices is vested exclusively in the TPAO R&D Center Department Presidency.
| 5.8. | Any disputes arising out of or in connection with the services provided under this directive shall be subject to the exclusive jurisdiction of the Courts of Ankara, Republic of Türkiye.
| 5.9. | This directive shall enter into force upon approval by the TPAO General Directorate.
| 5.10. | This directive shall remain in effect until replaced by a subsequently approved directive.
| 5.11. | For transactions involving foreign currency, invoices are issued in Turkish Lira using the foreign exchange buying rate announced by the Central Bank of Turkey (TCMB) one day prior to the invoice date. Payments are made in TL.
6. |  | TERM & CONDITIONS FOR CONSULTANCY SERVICES
| 6.1 | The daily working time of personnel shall be limited to a maximum of twelve (12) hours.
| 6.2 | Billing shall commence upon departure from the office or residence and shall end upon return thereto.
| 6.3 | Fees shall be calculated on a daily basis, irrespective of the actual number of hours worked.
| 6.4 | Equipment mobilization and demobilization shall be charged at the invoiced amount plus ten percent (10%).
| 6.5 | If equipment is transported using a vehicle belonging to the Partnership, a fee of TRY 50,000 (one-way) shall be charged.

## SAMPLE ACCEPTANCE CRITERIA
|  | SAMPLE TYPE |  | UNIT | MINIMUM SAMPLE QUANTITY | MAXIMUM SAMPLE QUANTITY | SAMPLE CONTAINER
"RTM" CODE ANALYSES | Reservoir Fluids (PVT) | Bottomhole Oil and Gas Condensate Sample |  | ml | 500 | 1000 | In pressurized stainless steel or special alloy Titanium tubes
|  | Bottomhole Gas Sample |  | ml | 200 | 500 | In pressurized stainless steel tubes
|  | Separator Oil, Gas and Condensate Samples |  | ml | 500 | 1000 | Pressure-resistant stainless steel or special alloy Titanium tubes
| Core Samples | Core Plug Sample | Diameter | inch | 1,0” / 1,5" | -
|  |  | Length | inch | 3 | 7
|  | Full Diameter Core Sample | Diameter | inch | 3,5” / 4,0" | -
|  |  | Length | inch | 20 | 30
|  | Crushed Sample |  | cc | 5 | 20
"STM" CODE ANALYSES | Drilling Fluid Additives | Barite |  | kg | 4 |  | Durable plastic bottle with impact and abrasion resistance
|  | Non-treated Bentonite |  | kg | 2 |  | Durable plastic bottle with impact and abrasion resistance
|  | Ocma Bentonite |  | kg | 2 |  | Durable plastic bottle with impact and abrasion resistance
|  | Bentonite |  | kg | 2 |  | Durable plastic bottle with impact and abrasion resistance
|  | CMC |  | kg | 0.5 |  | Durable plastic bottle with impact and abrasion resistance
|  | PAC |  | kg | 0.5 |  | Durable plastic bottle with impact and abrasion resistance
|  | XCD Polymer |  | kg | 0.5 |  | Durable plastic bottle with impact and abrasion resistance
|  | Modified Starch |  | kg | 0.5 |  | Durable plastic bottle with impact and abrasion resistance
|  | Thinner |  | kg | 0.5 |  | Durable plastic bottle with impact and abrasion resistance
|  | CaCO3 |  | kg | 0.5 |  | Durable plastic bottle with impact and abrasion resistance
|  | Liquid chemical |  | ml | 500 |  | Durable plastic bottle with impact and abrasion resistance
| Well Cementing Materials | Cement Sample |  | kg | 10 | 15 | Durable plastic bottle/container with impact and abrasion resistance
|  | Silica sample |  | kg | 5 |  | Durable plastic bottle/container with impact and abrasion resistance
|  | Water sample |  | lt | 3 | 8 | Durable plastic bottle/container with impact and abrasion resistance
|  | Additive / Chemical Sample |  | g | 200 | 1000 | Durable plastic bottle with impact and abrasion resistance
"UTM" CODE ANALYSES |  | Water and Waste Water |  | ml | 1000 |  | Plastic (polyethylene and similar) bottles and containers with caps
|  | Natural Gas |  | psi | 30 |  | In pressurized stainless steel tubes
|  | Condensate, Petroleum |  | ml | 500 |  | Plastic (polyethylene and similar) bottles and containers with caps
|  | Petroleum Products |  | ml | 1000 |  | Glass bottle, cork or glass stopper and metal screw cap
|  | Solids for Quality Control testing or composition analysis |  | gr | 500 |  | Samples shall be placed in sealed, leak-proof plastic bottles or containers made of polyethylene or similar materials
|  | XRF |  | gr | 10 |  | It should be in a clean, sealed bag or envelope, whether ground or unground, and the sample name should be clearly and legibly written
"SED" CODE ANALYSES |  | XRD ( Whole rock ) |  | gr | 5 | 100 | It should be in a clean, sealed bag or envelope, whether ground or unground, and the sample name should be clearly and legibly written
|  | XRD (Clay) |  | gr | 10 | 100 | It should be in a clean, sealed bag or envelope, whether ground or unground, and the sample name should be clearly and legibly written
|  | SEM |  | cm3 | 5 |  | It must be in a clean, sealed bag/envelope, and the sample name must be written legibly.
"JEO" CODE ANALYSES |  | Rock, Soil, Coal, Bituminous Shale |  | gr | 50 |  | Glass container, fabric bag
|  | Oil/Petroleum, Condansate, Petroleum Products |  | ml | 25 |  | Glass bottle, cork or glass plug and metal screw cap
|  | Gas samples |  | ml; psi | 150; 30 |  | Steel tube
|  | Water |  | ml | 500 |  | Plastic (polyethylene etc.) bottles and containers with caps
"STR" CODE ANALYSES | Biostratigraphic Analyses | Rock |  | gr | 250 | 300 | It must be in a clean, sealed bag/envelope, and the sample name must be written legibly.

## APPX.-9 DECISION RULE
| DECISION RULE | Document Code | P.7.1.EK-9
|  | Effective Date | 2020-10-20
|  | Rev. Date/Number | 12.04.2021/01
|  | Page Number | 1 / 1
Evaluation of the MEASUREMENT RESULT ± UNCERTAINTY value when applying the Decision Rule: It is implemented in occordance with Turkish Accreditation Agency (TURKAK) ILAC G8 Decision Rules and Declaration of Conformity Guidance. Analysis results produced in ARGEM Laboratories have adopted the SIMPLE ACCEPTANCE RULE (ILAC G8 4.2.1) when a conformity assessment is requested. Decision Rules establish a binary decision rule of "pass or fail" when the outcome is limited to two options.
Declarations of conformity according to the Simple Acceptance Rule are reported as follows: • PASS (SUITABLE): Cases where the measured value is below the acceptance limit (lower/upper specification) given in the standard or specification. • FAIL (NOT SUITABLE): Cases where the measured value is above the acceptance limit (lower/upper specification) given in the standard or specification.
ILAC G8. Figure 3: Graphical Representation of the Dual Declaration.
I have read and accepted.

## SERVICE REQUEST FORM
| SERVICE REQUEST FORM |  |  |  |  | Document Code | P.7.1.EK-1
[6 empty] | Effective Date | 2019-01-28
[6 empty] | Rev. Date/Number | 02.01.2025/05
[6 empty] | Page Number | 1 / 1
Date:
TURKISH PETROLEUM CORPORATION R&D CENTER DEPARTMENT
I declare that I accept the terms and conditions set forth in your Service Catalog and Service Conditions, and I respectfully request that the necessary analysis/analyses be performed for the sample(s) whose specifications are detailed below.
Requesting Party's Full Name, Signature
SAMPLE NAME |  |  | TYPE | NUMBER OF PIECES | PACKAGING | DELIVERY | LANGUAGE
BOX
|  |  | SOLID |  | BAG | EXT. CUSTOMER | TURKISH
|  |  | LIQUID |  | BOTTLE | TPAO PERSONNEL | ENGLISH
|  |  | GAS |  | TUBE
OTHER
EXPLANATIONS REGARDING THE SAMPLE (IF ANY) (Sealed / Unsealed / Radioactive / Toxic / Harmful to health / Other)
REQUESTED SERVICE |  |  |  |  | Relevant Standard/ Specification/ Procedure/Other | *Request for Declaration of Conformity
CODE |  | DEFINITION / EXPLANATION |  |  |  | Yes | No
*If a declaration of conformity is requested, please read and sign Appendix 9, "DECISION RULE".
REPORT – INVOICE, DELIVERY INFORMATION
|  | CLAIMENT (Report will be prepared and sent in their name) |  |  | BILLING INFORMATION (Please check if it same as the claiment)
Individual/Comp./Institution
Telephone/Fax
Email
Tax Office
Tax / Turkish National ID
Address
Delivery Method |  | By e-mail (................................................................................. )
By cargo
Hand delivery from ARGEM
EXPLANATIONS
DELIVERY BY / CARGO DELIVERY |  |  |  | TPAO PERSONNEL RECEIVING THE DELIVERY
Name, Surname, Signature, Date |  |  |  | Name, Surname, Signature, Date
SAMPLE ACCEPTANCE NUMBER
Note: The application will be processed only after this petition is signed and approved by TPAO.
TPAO R&D Center Directorate, Sample Acceptance and Registration Section
For suggestions and complaints, please contact via argetalep@tpao.gov.tr or Landline: +90 312 207 2500

## SERVICES
DEPARTMENT | SERVICE AREA | SERVICE TYPE | SUBJECT OF SERVICE | DESCRIPTION / DEFINITIONS | ACCREDITATION/ STANDARD / CERTIFICATE | SERVICE CODE | 2026 PRICES
R&D | General Services | EVALUATION | Consultancy Services | Technical report preperation (man-day) |  | ARGE-RC-01-01-00 | 10000
R&D | General Services | ADVISORY | Consultancy Services | Technical consultancy |  | ARGE-RC-01-02-00 | by quotation
R&D | General Services | ADVISORY | Well site/field services | Engineer/Expert (man-day) |  | ARGE-RC-02-01-00 | 33500
R&D | General Services | ADVISORY | Well site/field services | Technician (man-day) |  | ARGE-RC-02-02-00 | 22400
R&D | General Services | ADVISORY | Offshore Services (Platform/Ship) | Engineer/Expert (man-day) |  | ARGE-RC-03-01-00 | 67100
R&D | General Services | ADVISORY | Offshore Services (Platform/Ship) | Technician (man-day) |  | ARGE-RC-03-02-00 | 44700
R&D | General Services | ADVISORY | Abroad Services (excluding transfer and accomodation costs) | Engineer/Expert (man-day) |  | ARGE-RC-04-01-00 | 67100
R&D | General Services | ADVISORY | Abroad Services (excluding transfer and accomodation costs) | Technician (man-day) |  | ARGE-RC-04-02-00 | 44700
R&D | General Services | CONSULTANCY | Staff Mobilization Fee | (Per staff) (Domestic) ***Subjected to Section 6 of Service Conditions |  | ARGE-RC-05-01-00 | 25000
R&D | General Services | CONSULTANCY | Staff Demobilization Fee | (Per staff) (Domestic) ***Subjected to Section 6 of Service Conditions |  | ARGE-RC-05-02-00 | 25000
R&D | General Services | CONSULTANCY | Staff Acoomodation and Subsistence Fee | (Per staff) (Domestic) ***Subjected to Section 6 of Service Conditions |  | ARGE-RC-05-03-00 | 15000
R&D | General Services | CONSULTANCY | Staff Mobilization Fee | (Per staff) (Abroad) ***Subjected to Section 6 of Service Conditions |  | ARGE-RC-06-01-00 | 1500
R&D | General Services | CONSULTANCY | Staff Demobilization Fee | (Per staff) (Abroad) ***Subjected to Section 6 of Service Conditions |  | ARGE-RC-06-02-00 | 1500
R&D | General Services | CONSULTANCY | Staff Acoomodation and Subsistence Fee | (Per staff) (Abroad) ***Subjected to Section 6 of Service Conditions |  | ARGE-RC-06-03-00 | 500
ACCREDITATION | Accreditation | ASSESSMENT | TS EN ISO /IEC 17025 Internal Audit | TS EN ISO/IEC 17025 Audit participation (man/day) | TS EN ISO/IEC 17025 | AKM-RC-01-01-00 | 19500
ACCREDITATION | Accreditation | ASSESSMENT | Accreditation Services | Accreditation activities (quality control, calibration, comparison tests, risk/opportunity assessment, documentation, etc.) | TS EN ISO/IEC 17025 | AKM-RC-01-01-01 | 11700
ACCREDITATION | Accreditation | CONSULTANCY | Accreditation Services | Consultancy for accreditation under TS EN ISO/IEC 17025 | TS EN ISO/IEC 17025 | AKM-RC-01-02-00 | 23400
R&D PROJECT | R&D Projects | CONSULTANCY | R&D Projects | R&D Project Building and Management (man/day) | Law No: 5746 | APM-RC-01-02-00 | 19500
R&D PROJECT | R&D Projects | CONSULTANCY | Mentorship | Mentorship and Consultancy Services to R&D Center candidates under the Law No:5746 (man/day) | Law No: 5746 | APM-RC-01-02-01 | 23400
SEDIMENTOLOGY | Sedimentological and Petrographic Analysis (In Laboratory) | ANALYSIS | Sedimentology and Petrography | Lithological Analysis (per sample). (Descriptions of cuttings, side-wall-cores, field sample) (analyses consist of rock name, color, texture, matrix, hardness, and similar pyhsical properties that are done by using binocular microcope). |  | SED-SE-01-01-00 | 900
SEDIMENTOLOGY | Sedimentological and Petrographic Analysis (In Laboratory) | ANALYSIS | Sedimentology and Petrography | Picking well-cutting samples for thin-section preparation (per sample) |  | SED-SE-01-02-00 | 400
SEDIMENTOLOGY | Sedimentological and Petrographic Analysis (In Laboratory) | ANALYSIS | Sedimentology and Petrography | Picking well-cutting samples for acidizing, XRD, XRF, isotope etc. anaylsis (per sample) |  | SED-SE-01-02-01 | 1200
SEDIMENTOLOGY | Sedimentological and Petrographic Analysis (In Laboratory) | DRAWING | Sedimentology and Petrography | Drawing the Lithological Log (scale: 1/1000) (per 100 meters) |  | SED-SE-01-03-00 | 1700
SEDIMENTOLOGY | Sedimentological and Petrographic Analysis (In Laboratory) | ANALYSIS | Sedimentology and Petrography | Core Description (per meter) (lithology, texture, sedimentological structure and properties of reservoir) (with drawing log) SED-SE-02-02-00 coded item includes determination of facies by using petrographic analysis, and drawing sedimentological logs which consist of porosity, diagenesis and depositional environment. |  | SED-SE-02-00-00 | 6900
SEDIMENTOLOGY | Sedimentological and Petrographic Analysis (In Laboratory) | ANALYSIS | Sedimentology and Petrography | Petrographical Analysis (per sample) (it consist of rocks’ name, grain-size, roundness, mineralogy, matrix, type and ratio of porosity, diagenesis and its interpretation, description of visual porosity, properties of reservoir, structural and textural properties and interpretaion of depositional environment. |  | SED-SE-03-00-00 | 1700
SEDIMENTOLOGY | Sedimentological and Petrographic Analysis (In Laboratory) | ANALYSIS | Sedimentology and Petrography | Petrographical analysis from thin section with optical cathodoluminescence (optical CL) system (per sample) |  | SED-SE-03-01-00 | 2700
SEDIMENTOLOGY | Sedimentological and Petrographic Analysis (In Laboratory) | ANALYSIS | Sedimentology and Petrography | Analysis of two-dimensional pore geometry of a thin section (porosity, tortuosity, aspect ratio, roundness, circularity, dominant pore size) (per sample) SED-SE-03-02-00 coded analysis can only be done with blue epoxy recined thin sections and the thin section should be scanned with the system written in SED-SE-05-03-00 coded analysis. |  | SED-SE-03-02-00 | 1000
SEDIMENTOLOGY | Sedimentological and Petrographic Analysis (In Laboratory) | DRAWING | Sedimentology and Petrography | Drawing the Sedimentological Log (scale: 1/1000) (per 100 meters) |  | SED-SE-04-00-00 | 2000
SEDIMENTOLOGY | Sedimentological and Petrographic Analysis (In Laboratory) | IMAGING | Sedimentology and Petrography | Digital Photomicrography (per sample) |  | SED-SE-05-01-00 | 300
SEDIMENTOLOGY | Sedimentological and Petrographic Analysis (In Laboratory) | ANALYSIS | Sedimentology and Petrography | Visual analysis of thin-section by using digital imaging system (per hour) |  | SED-SE-05-02-00 | 1200
SEDIMENTOLOGY | Sedimentological and Petrographic Analysis (In Laboratory) | IMAGING | Sedimentology and Petrography | High resolution scaning of a thin section (HD=1920x1080, SD=960x540) (max. scanning area 22x50 mm) (per sample) |  | SED-SE-05-03-00 | 800
SEDIMENTOLOGY | Sedimentological and Petrographic Analysis (In Laboratory) | ANALYSIS | Sedimentology and Petrography | Sequence stratigraphical analysis by using “Cyclolog” (per 100 meters) |  | SED-SE-06-01-00 | 6900
SEDIMENTOLOGY | Sedimentological and Petrographic Analysis (In Laboratory) | ANALYSIS | Sedimentology and Petrography | Cluster analysis by using “Cyclolog” (per 10 meters) |  | SED-SE-06-02-00 | 1400
SEDIMENTOLOGY | Sedimentological and Petrographic Analysis (In Laboratory) | IMAGING | Sedimentology and Petrography | Core photography (white light) 2D (per meter) |  | SED-SE-07-01-00 | 1400
SEDIMENTOLOGY | Sedimentological and Petrographic Analysis (In Laboratory) | IMAGING | Sedimentology and Petrography | Core photography (UV light) (per meter) |  | SED-SE-07-01-01 | 2000
SEDIMENTOLOGY | Sedimentological and Petrographic Analysis (In Laboratory) | IMAGING | Sedimentology and Petrography | Core photography 3D (unrolled image) (white light) (per meter) |  | SED-SE-07-02-00 | 2400
SEDIMENTOLOGY | Sedimentological and Petrographic Analysis (In Laboratory) | ANALYSIS | Sedimentology and Petrography | Spectral core gamma ray logging (per meter) |  | SED-SE-07-03-00 | 5700
SEDIMENTOLOGY | Sedimentological and Petrographic Analysis (In Laboratory) | ANALYSIS | Sedimentology and Petrography | Interpretation of pectral core gamma ray logs and correlating with wireline logs |  | SED-SE-07-03-01 | 7800
SEDIMENTOLOGY | CT Scanning | IMAGING | Sedimentology and Petrography | Whole-core CT scanning (1 m) |  | SED-CT-01-00-00 | 10300
SEDIMENTOLOGY | CT Scanning | ANALYSIS | Sedimentology and Petrography | Selecting optimum plug locations based on CT images (1 m) |  | SED-CT-02-00-00 | 5100
SEDIMENTOLOGY | CT Scanning | ANALYSIS | Sedimentology and Petrography | Raw CT data prosessing and creating grayscale & colormapped CT images (1 m) |  | SED-CT-03-00-00 | 13800
SEDIMENTOLOGY | CT Scanning | ANALYSIS | Sedimentology and Petrography | Bulk density determination & porosity estimation using CT data (1 m) |  | SED-CT-04-00-00 | 20700
SEDIMENTOLOGY | CT Scanning | ANALYSIS | Sedimentology and Petrography | Virtual plug acquisition based on the CT process and porosity estimation from the digital plugs (per count) |  | SED-CT-05-00-00 | 4100
SEDIMENTOLOGY | CT Scanning | ANALYSIS | Sedimentology and Petrography | Bulk density determination & porosity estimation using CT data from core plugs (per count) |  | SED-CT-07-00-00 | 2000
SEDIMENTOLOGY | CT Scanning | ANALYSIS | Sedimentology and Petrography | Calculation of RHOB and PEF values by prosessing DECT (Dual-Energy CT) data of cores |  | SED-CT-08-00-00 | 12500
SEDIMENTOLOGY | Sedimentological and Petrographic Analysis (In Laboratory) | ANALYSIS | Sedimentology and Petrography | Image analyses of core (per hour) SED-SE-08-00-00 coded analysis includes visual analyses like density and opening of fractures, percentage and type of porosity, measuring the pore-throat, measuring the direction of bedding and angle of dipping. |  | SED-SE-08-00-00 | 2800
SEDIMENTOLOGY | Sedimentological and Petrographic Analysis (In Laboratory) | MODELLING | Sedimentology and Petrography | Mapping of facies and correlation (per day) |  | SED-SE-09-00-00 | 20700
SEDIMENTOLOGY | Sedimentological and Petrographic Analysis (on Field) | ANALYSIS | Elemental Analysis | Elemental analysis with portable XRF-Spectrometry at the field (on out-crop and/or core sample) (per analysis) SED-FSE-04-00-00 coded service consists of elemental analyses on samples from field, out-crop, drill-site and core, archeology studies on historical artifacts without sample preperation (as nondestructive) by using Thermo Niton XL 3T 950 DM GOLDD+ brand portable X-Ray Floresans Spektrometry. This portable XRF spektrometry can detect Ti, Cr, Mn, Fe, Co, Ni, Cu, Zn, Se, As, Rb, Sr, Zr, Pd, Ag, Cd, Sn, Sb, Ba, W, Ag, Hg, Pb, Cs, Te, Mo, U ve Th (ppm) in “Soil Mode”; Mg, Al, Si, P, S, Cl, K, Ca, Ti, V, Cr, Mn, Fe, Co, Ni, Cu, Zn, Se, As, Rb, Sr, Zr, Nb, Mo, Pd, Ag, Cd, Sn, Sb, Ba, Hf, Ta, W, Re, Pb, Bi (%) in mining mode. |  | SED-SE-10-00-00 | 2000
SEDIMENTOLOGY | Sedimentological and Petrographic Analysis (In Laboratory) | ANALYSIS | Sedimentology and Petrography | Sphericity and roundness analysis in proppant samples |  | SED-SE-11-00-00 | 700
SEDIMENTOLOGY | Scanning Electron Microscopy | SAMPLE PREPARATION | Scanning Electron Microscopy | Sample preperation for coating (per sample) |  | SED-SEM-01-01-00 | 700
SEDIMENTOLOGY | Scanning Electron Microscopy | SAMPLE PREPARATION | Scanning Electron Microscopy | Sample coating (with gold/palladium etc.) (per sample) |  | SED-SEM-01-02-00 | 2000
SEDIMENTOLOGY | Scanning Electron Microscopy | ANALYSIS | Scanning Electron Microscopy | Internal morphological analysis (visual analysis) (per hour) |  | SED-SEM-02-01-00 | 4100
SEDIMENTOLOGY | Scanning Electron Microscopy | ANALYSIS | Scanning Electron Microscopy | Internal morphological analysis on plant samples (visual analysis) (per hour) |  | SED-SEM-02-01-01 | 4900
SEDIMENTOLOGY | Scanning Electron Microscopy | ANALYSIS | Scanning Electron Microscopy | Visual inspection and IXRF EDS microanalysis (per hour) |  | SED-SEM-02-02-00 | 6900
SEDIMENTOLOGY | Scanning Electron Microscopy | ANALYSIS | Scanning Electron Microscopy | Internal morphological analysis (visual analysis) and SEM-EDS mapping (per hour) |  | SED-SEM-02-03-00 | 7300
SEDIMENTOLOGY | Sample Preparation Services | SAMPLE PREPARATION | Sample Preparation | Preperation of well-cutting samples for investigation (per sample) |  | SED-SP-01-00-00 | 300
SEDIMENTOLOGY | Sample Preparation Services | SAMPLE PREPARATION | Sample Preparation | Standart thin-section preparation (cuttings) (hand-made) (48x28x1.35 mm) (per sample) |  | SED-SP-02-01-01 | 1000
SEDIMENTOLOGY | Sample Preparation Services | SAMPLE PREPARATION | Sample Preparation | Standart thin-section preparation (core/field sample) (hand-made) (48x28x1.35 mm) (per sample) |  | SED-SP-02-01-02 | 1800
SEDIMENTOLOGY | Sample Preparation Services | SAMPLE PREPARATION | Sample Preparation | Core to be half done (Slap) (1 meter) |  | SED-SP-03-01-01 | 3100
SEDIMENTOLOGY | Sample Preparation Services | SAMPLE PREPARATION | Sample Preparation | Plug acquisition (from core / field sample) (1 inch, 1, 5 inch) (per sample) |  | SED-SP-03-01-02 | 1000
SEDIMENTOLOGY | Sample Preparation Services | SAMPLE PREPARATION | Sample Preparation | Plug acquisition (Nitrogen/air) (1 inch, 1, 5 inch) (per sample) |  | SED-SP-03-01-03 | 2000
SEDIMENTOLOGY | Sample Preparation Services | SAMPLE PREPARATION | Sample Preparation | Plug acquisition (diesel/mineral oil (1 inch, 1, 5 inch) (per sample) |  | SED-SP-03-01-04 | 2000
SEDIMENTOLOGY | Sample Preparation Services (on Field) | SAMPLE PREPARATION | Sample Preparation | Plug sampling with mobile-plugger on the field (11/2”, 1”) (per sample) |  | SED-SP-03-01-05 | 2000
SEDIMENTOLOGY | Sample Preparation Services | SAMPLE PREPARATION | Sample Preparation | Injection of dyed (epoxy) resin (per sample) |  | SED-SP-04-00-00 | 900
SEDIMENTOLOGY | Sample Preparation Services | SAMPLE PREPARATION | Sample Preparation | Encapsulation of unconsolidated core plugs (with nickel foil) |  | SED-SP-05-00-00 | 1800
SEDIMENTOLOGY | Sample Preparation Services | SAMPLE PREPARATION | Sample Preparation | Plug coating with wax (per sample) |  | SED-SP-06-00-0 | 1000
SEDIMENTOLOGY | Mineralogical Analysis | ANALYSIS | X-ray Difraction (XRD) | Whole rock diffraction pattern obtainment (per sample) (sample preparation+analysis) Analyses going on under 2°/min scan speed for 2-65° 2θ scan range. An additional 20% will be charged for analyzes to be made outside these conditions. All samples, especially asbestos, zeolite, cristobalite that may cause aerosol cancer hazard, and pharmacologic samples that may give harm to human health and environment has to be packaged and sealed carefully. The samples from hospitals/clinics, especially kidney and bile stones, has to be disinfected and packaged carefully. |  | SED-XR-01-01-00 | 2400
SEDIMENTOLOGY | Mineralogical Analysis | ANALYSIS | X-ray Difraction (XRD) | Clay diffraction pattern obtainment (sample preparation+analysis) (per sample) Analyses going on under 1°/min scan speed for 2-26° 2θ scan range. An additional 20% will be charged for analyzes to be made outside these conditions. All samples, especially asbestos, zeolite, cristobalite that may cause aerosol cancer hazard, and pharmacologic samples that may give harm to human health and environment has to be packaged and sealed carefully. The samples from hospitals/clinics, especially kidney and bile stones, has to be disinfected and packaged carefully. |  | SED-XR-01-02-00 | 4100
SEDIMENTOLOGY | Mineralogical Analysis | ANALYSIS | X-ray Difraction (XRD) | Semi-quantitative XRD bulk powder mineral analysis (sample preparation+analysis+interpretation) (per sample) All samples, especially asbestos, zeolite, cristobalite that may cause aerosol cancer hazard, and pharmacologic samples that may give harm to human health and environment has to be packaged and sealed carefully. The samples from hospitals/clinics, especially kidney and bile stones, has to be disinfected and packaged carefully. | TÜRKAK TS EN ISO/IEC 17025 | SED-XR-02-01-00 | 5500
SEDIMENTOLOGY | Mineralogical Analysis | ANALYSIS | X-ray Difraction (XRD) | Semi-quantitative XRD bulk powder mineral and clay mineral analysis (sample preparation+analysis+interpretation) (per sample) All samples, especially asbestos, zeolite, cristobalite that may cause aerosol cancer hazard, and pharmacologic samples that may give harm to human health and environment has to be packaged and sealed carefully. The samples from hospitals/clinics, especially kidney and bile stones, has to be disinfected and packaged carefully. | TÜRKAK TS EN ISO/IEC 17025 | SED-XR-02-02-00 | 6100
SEDIMENTOLOGY | Mineralogical Analysis | ANALYSIS | X-ray Difraction (XRD) | Semi-quantitative XRD clay mineral analysis (sample preparation+analysis+interpretation) (per sample) All samples, especially asbestos, zeolite, cristobalite that may cause aerosol cancer hazard, and pharmacologic samples that may give harm to human health and environment has to be packaged and sealed carefully. The samples from hospitals/clinics, especially kidney and bile stones, has to be disinfected and packaged carefully. | TÜRKAK TS EN ISO/IEC 17025 | SED-XR-02-03-00 | 11500
STRATIGRAPHY | Biostratigraphical Analysis | DRAWING | Digital Photography and Computer Applications | Preparation of biostratigraphical logs by “Strata Bugs“ software (per sample) |  | STR-CAP-01-01-00 | 900
STRATIGRAPHY | Biostratigraphical Analysis | DRAWING | Digital Photography and Computer Applications | Preparation of biostratigraphical logs by “Strata Bugs“ software (per 100 m) |  | STR-CAP-01-02-00 | 8900
STRATIGRAPHY | Biostratigraphical Analysis | IMAGING | Digital Photography and Computer Applications | Preparation of microfossil plates (per plate) |  | STR-DP-01-01-00 | 5600
STRATIGRAPHY | Biostratigraphical Analysis | ANALYSIS | Foraminiferal Micropaleontology | Sample picking under binocular microscope for thin section preparation |  | STR-FM-01-01-00 | 500
STRATIGRAPHY | Biostratigraphical Analysis | SAMPLE PREPARATION | Foraminiferal Micropaleontology | Preparation of washed sample (for picking microfossil taxa) |  | STR-FM-01-02-00 | 1000
STRATIGRAPHY | Biostratigraphical Analysis | ANALYSIS | Foraminiferal Micropaleontology | Micropaleontological analysis of isolated microfossil from slide (all processes included) (barren slide) |  | STR-FM-01-03-00 | 2700
STRATIGRAPHY | Biostratigraphical Analysis | SAMPLE PREPARATION | Foraminiferal Micropaleontology | Preparation of isolated microfossils for SEM analysis (per microfossil taxa) |  | STR-FM-01-04-00 | 1200
STRATIGRAPHY | Biostratigraphical Analysis | ANALYSIS | Foraminiferal Micropaleontology | Micropaleontological analysis of thin sections *for quantitative analyses 50% added to original price |  | STR-FM-02-01-00 | 3400
STRATIGRAPHY | Biostratigraphical Analysis | ANALYSIS | Foraminiferal Micropaleontology | Micropaleontological analysis of thin sections (barren thin section) |  | STR-FM-02-01-01 | 500
STRATIGRAPHY | Biostratigraphical Analysis | ANALYSIS | Foraminiferal Micropaleontology | Reevaluation of thin sections/Only analysis (laboratory processes excluded) |  | STR-FM-02-01-02 | 2700
STRATIGRAPHY | Biostratigraphical Analysis | ANALYSIS | Foraminiferal Micropaleontology | Micropaleontological analysis from isolated microfossil slide (all processes included) *for quantitative analyses 50% added to original price |  | STR-FM-02-02-00 | 6100
STRATIGRAPHY | Biostratigraphical Analysis | ANALYSIS | Foraminiferal Micropaleontology | Reevaluation of isolated microfossil slide (Analysis only-laboratory processes excluded) |  | STR-FM-02-02-01 | 4900
STRATIGRAPHY | Biostratigraphical Analysis | ANALYSIS | Nannopaleontology | Preparation of nannopaleontological slide |  | STR-NP-01-01-00 | 900
STRATIGRAPHY | Biostratigraphical Analysis | ANALYSIS | Nannopaleontology | Preparation of nannopaleontological slide for SEM analysis |  | STR-NP-01-02-00 | 1200
STRATIGRAPHY | Biostratigraphical Analysis | ANALYSIS | Nannopaleontology | Nannopaleontological analysis (all processes included) *for quantitative analyses 50% added to original price |  | STR-NP-02-01-00 | 5100
STRATIGRAPHY | Biostratigraphical Analysis | ANALYSIS | Nannopaleontology | Reevaluation of nannopaleontological slide (laboratory processes excluded) |  | STR-NP-02-01-01 | 4300
STRATIGRAPHY | Biostratigraphical Analysis | ANALYSIS | Nannopaleontology | Nannopaleontological analysis (barren slide) |  | STR-NP-02-01-02 | 2700
STRATIGRAPHY | Biostratigraphical Analysis | SAMPLE PREPARATION | Palynology | Palynological sample preparation |  | STR-PA-01-01-00 | 2000
STRATIGRAPHY | Biostratigraphical Analysis | SAMPLE PREPARATION | Palynology | Sample preparation for vitrinite reflectance measurement |  | STR-PA-01-02-00 | 1800
STRATIGRAPHY | Biostratigraphical Analysis | SAMPLE PREPARATION | Palynology | Rock sample polishing |  | STR-PA-01-03-00 | 1200
STRATIGRAPHY | Biostratigraphical Analysis | SAMPLE PREPARATION | Palynology | Picking indiviual chitinozoan species for SEM analysis (per chitinozoan taxa) |  | STR-PA-01-04-00 | 2000
STRATIGRAPHY | Biostratigraphical Analysis | ANALYSIS | Palynology | Palynological analysis (all processes included) *for quantitative analyses 50% added to original price |  | STR-PA-02-01-00 | 6900
STRATIGRAPHY | Biostratigraphical Analysis | ANALYSIS | Palynology | Reevaluation of palynological slide/Only analysis (laboratory processes excluded) |  | STR-PA-02-01-01 | 4900
STRATIGRAPHY | Biostratigraphical Analysis | ANALYSIS | Palynology | Palynological analysis (barren slide) |  | STR-PA-02-01-02 | 3400
STRATIGRAPHY | Biostratigraphical Analysis | ANALYSIS | Palynology | Organic facies analysis (all processes included) *for quantitative analyses 50% added to original price |  | STR-PA-02-02-00 | 3400
STRATIGRAPHY | Biostratigraphical Analysis | ANALYSIS | Palynology | Reevaluation of organic facies *for quantitative analyses 50% added to original price |  | STR-PA-02-02-01 | 2700
STRATIGRAPHY | Scanning Electron Microscopy (SEM) | ANALYSIS | Scanning Electron Microscopy | Micropaleontological analysis of the fossils extracted from washed samples (per hour) |  | STR-SEM-02-01-00 | 4900
STRATIGRAPHY | Scanning Electron Microscopy (SEM) | ANALYSIS | Scanning Electron Microscopy | Palynological analysis (per hour) |  | STR-SEM-02-02-00 | 4900
STRATIGRAPHY | Scanning Electron Microscopy (SEM) | ANALYSIS | Scanning Electron Microscopy | Nannopaleontological anaysis (per hour) |  | STR-SEM-02-03-00 | 4900
GEOCHEMISTRY | Petroleum Geochemistry | ANALYSIS | Mathematical Modelling | Genex 1D Modelling for Each well (Complete Report) |  | JEO-MM-01-01-00 | 97200
GEOCHEMISTRY | Petroleum Geochemistry | ANALYSIS | Mathematical Modelling | Genex 1D Modelling for similar additional wells |  | JEO-MM-01-02-00 | 50600
GEOCHEMISTRY | Petroleum Geochemistry | ANALYSIS | Organic Petrography (OP) | Kerogen Type Analysis (including SCI and flourescence) |  | JEO-OP-01-01-00 | 3000
GEOCHEMISTRY | Petroleum Geochemistry | ANALYSIS | Organic Petrography (OP) | Vitrinite Reflectance Measurement (Kerogen, coal and whole rock) * The vitrinite reflectance of rock sample is measured under the microscope, then the maturity level is defined. |  | JEO-OP-01-02-00 | 3000
GEOCHEMISTRY | Petroleum Geochemistry | SAMPLE PREPARATION | Sample Preparation | Sample Preparation (Sampling, grinding solvent washing, description) |  | JEO-PG-01-00-00 | 700
GEOCHEMISTRY | Petroleum Geochemistry | ANALYSIS | Pyrolysis and Total Organic Carbon Analysis | Pyrolysis and TOC Analysis (Rock-Eval VI) *The analysis is performed in Rock Eval 6 device with 60-63 mg of crushed samples. The sample is thermally cracked and then sent to oxidation oven. After performing the analysis, the hydrocarbon potential, thermal maturity and kerogen type of the rock is defined. |  | JEO-PG-02-01-00 | 3000
GEOCHEMISTRY | Petroleum Geochemistry | ANALYSIS | Pyrolysis and Total Organic Carbon Analysis | Pyrolysis, TOC and Carbonate Analysis (Rock Eval VI) |  | JEO-PG-02-02-00 | 3600
GEOCHEMISTRY | Petroleum Geochemistry | ANALYSIS | Pyrolysis and Total Organic Sulphur Analysis | Pyrolysis and Total Organic Sulphur Analysis |  | JEO-PG-02-03-00 | 9100
GEOCHEMISTRY | Petroleum Geochemistry | ANALYSIS | Pyrolysis and Kinetic Analysis | Determination of Kinetic Parameters |  | JEO-PG-02-04-00 | 13800
GEOCHEMISTRY | Petroleum Geochemistry | ANALYSIS | Extraction and Chromatografic Separation Analysis | Asphaltane Separation and Quantification |  | JEO-PG-03-01-00 | 3000
GEOCHEMISTRY | Petroleum Geochemistry | ANALYSIS | Extraction and Chromatografic Separation Analysis | Accelerated Solvent Extraction (ASE) (quantitative) |  | JEO-PG-03-03-00 | 4100
GEOCHEMISTRY | Petroleum Geochemistry | ANALYSIS | Extraction and Chromatografic Separation Analysis | Separation of TPH (Total Petroleum Hydrocarbons) in Water |  | JEO-PG-03-04-00 | 3400
GEOCHEMISTRY | Petroleum Geochemistry | ANALYSIS | Extraction and Chromatografic Separation Analysis | Column Chromatography (quantitative) |  | JEO-PG-03-05-00 | 6100
GEOCHEMISTRY | Petroleum Geochemistry | ANALYSIS | Extraction and Chromatografic Separation Analysis | Column Chromatography (preparative) |  | JEO-PG-03-06-00 | 5400
GEOCHEMISTRY | Petroleum Geochemistry | ANALYSIS | Extraction and Chromatografic Separation Analysis | Separation of n-Alkane Fraction |  | JEO-PG-03-07-00 | 7100
GEOCHEMISTRY | Petroleum Geochemistry | ANALYSIS | Extraction and Chromatografic Separation Analysis | Column Chromatography for mono and tri Aromatics (qualitative) |  | JEO-PG-03-08-00 | 5100
GEOCHEMISTRY | Petroleum Geochemistry | ANALYSIS | Extraction and Chromatografic Separation Analysis | Molecular Sieving |  | JEO-PG-03-09-00 | 1700
GEOCHEMISTRY | Petroleum Geochemistry | ANALYSIS | Extraction and Chromatografic Separation Analysis | Column Chromatography (for Diamondoids) |  | JEO-PG-03-10-00 | 3000
GEOCHEMISTRY | Petroleum Geochemistry | ANALYSIS | Extraction and Chromatografic Separation Analysis | Removal and Cleanup Process of Mud Additives from Rock Samples |  | JEO-PG-03-11-00 | 6100
GEOCHEMISTRY | Petroleum Geochemistry | ANALYSIS | Extraction and Chromatografic Separation Analysis | Sample Drying with Lyophilization |  | JEO-PG-03-12-00 | 1700
GEOCHEMISTRY | Petroleum Geochemistry | ANALYSIS | Extraction and Chromatografic Separation Analysis | Thin Layer Chromatography (Iatroscan) (quantitative) |  | JEO-PG-04-00-00 | 5400
GEOCHEMISTRY | Petroleum Geochemistry | ANALYSIS | Gas Chromatography Analysis | C1-C4 Gas Chromatography Analysis (“Head Space” gas and other gas samples) |  | JEO-PG-05-01-00 | 2000
GEOCHEMISTRY | Petroleum Geochemistry | ANALYSIS | Gas Chromatography Analysis | “Soil Gas” Analysis (C1-C4) |  | JEO-PG-05-02-00 | 3800
GEOCHEMISTRY | Petroleum Geochemistry | ANALYSIS | Gas Chromatography Analysis | Whole Extract Gas Chromatography Analysis |  | JEO-PG-05-03-00 | 8500
GEOCHEMISTRY | Petroleum Geochemistry | ANALYSIS | Gas Chromatography Analysis | Saturated Hydrocarbon Gas Chromatography Analysis |  | JEO-PG-05-04-00 | 8500
GEOCHEMISTRY | Petroleum Geochemistry | ANALYSIS | Gas Chromatography Analysis | Whole Oil Gas Chromatography Analysis |  | JEO-PG-05-05-00 | 12200
GEOCHEMISTRY | Petroleum Geochemistry | ANALYSIS | Gas Chromatography Analysis | Petroleum Products Gas Chromatography Analysis (Gasoline, diesel, fuel oil) |  | JEO-PG-05-06-00 | 7100
GEOCHEMISTRY | Petroleum Geochemistry | ANALYSIS | Gas Chromatography Analysis | High Temperature Whole Oil Gas Chromatography Analysis (HTGC up to C90) |  | JEO-PG-05-08-00 | 20300
GEOCHEMISTRY | Petroleum Geochemistry | ANALYSIS | Gas Chromatography Analysis | TPH (Total Petroleum Hydrocarbons) in Water Gas Chromatography Analysis |  | JEO-PG-05-09-00 | 7300
GEOCHEMISTRY | Petroleum Geochemistry | ANALYSIS | Gas Chromatography Analysis | Carbondioxide (CO2) analysis in gas samples by Micro GC (quantitative) |  | JEO-PG-05-10-00 | 3800
GEOCHEMISTRY | Petroleum Geochemistry | ANALYSIS | Gas Chromatography Analysis | Hydrocarbon gas analysis in water samples by Head-Space GC (quantitative) |  | JEO-PG-05-11-00 | 4500
GEOCHEMISTRY | Petroleum Geochemistry | ANALYSIS | Total Scanning Fluorescence Spectrometry Analysis | Total Scanning Fluorescence Spectrometry Analysis For Oil Samples |  | JEO-PG-05-12-00 | 3400
GEOCHEMISTRY | Petroleum Geochemistry | ANALYSIS | Gas Chromatography-Mass Spectrometry Analysis | Saturate Biomarker GC-MS Analysis |  | JEO-PG-06-01-00 | 20300
GEOCHEMISTRY | Petroleum Geochemistry | ANALYSIS | Gas Chromatography-Mass Spectrometry Analysis | Aromatic Biomarker GC-MS Analysis |  | JEO-PG-06-02-00 | 22300
GEOCHEMISTRY | Petroleum Geochemistry | ANALYSIS | Gas Chromatography-Mass Spectrometry Analysis | Full Scan GC-MS Analysis (5 Different ion numbers performed by contacting the customer) |  | JEO-PG-06-03-00 | 28400
GEOCHEMISTRY | Petroleum Geochemistry | ANALYSIS | Gas Chromatography-Mass Spectrometry Analysis | Diamondoid GC-MS Analysis For Oil Samples |  | JEO-PG-06-04-00 | 28400
GEOCHEMISTRY | Petroleum Geochemistry | ANALYSIS | Triple Quadrupole Gas Chromatography-Mass Spectrometry Analysis | Saturate Biomarker GC-MS/MS Analysis For Oil Samples (5 Different ion numbers performed by contacting the customer) |  | JEO-PG-06-05-00 | 34400
GEOCHEMISTRY | Petroleum Geochemistry | ANALYSIS | Stable Isotope Analysis Carbon Isotope (13C/12C) Analysis | Isotope Analysis of Hydrocarbon Gases (methane, ethane, propane, butane) (GC-C-IRMS) |  | JEO-PG-07-01-01 | 12200
GEOCHEMISTRY | Petroleum Geochemistry | ANALYSIS | Stable Isotope Analysis Carbon Isotope (13C/12C) Analysis | Bulk Isotope Analysis of Oil or Extract (EA-IRMS) |  | JEO-PG-07-01-02 | 8100
GEOCHEMISTRY | Petroleum Geochemistry | ANALYSIS | Stable Isotope Analysis Carbon Isotope (13C/12C) Analysis | Isotope Analysis of Saturated Fraction of Oil or Extract (EA-IRMS) |  | JEO-PG-07-01-03 | 8100
GEOCHEMISTRY | Petroleum Geochemistry | ANALYSIS | Stable Isotope Analysis Carbon Isotope (13C/12C) Analysis | Isotope Analysis of Aromatic Fraction of Oil or Extract (EA-IRMS) |  | JEO-PG-07-01-04 | 8100
GEOCHEMISTRY | Petroleum Geochemistry | ANALYSIS | Stable Isotope Analysis Carbon Isotope (13C/12C) Analysis | Compound-Specific Carbon Isotope Analysis of Saturate Fraction of Oil or Extract (GC-C-IRMS) |  | JEO-PG-07-01-05 | 20300
GEOCHEMISTRY | Petroleum Geochemistry | ANALYSIS | Stable Isotope Analysis Carbon Isotope (13C/12C) Analysis | Isotope Analysis (EA-IRMS) of Kerogen / solid samples |  | JEO-PG-07-01-06 | 8100
GEOCHEMISTRY | Petroleum Geochemistry | ANALYSIS | Stable Isotope Analysis Carbon Isotope (13C/12C) Analysis | Carbon (13C/12C) and Oxygene (18O/16O) Isotope Analysis of Carbonates |  | JEO-PG-07-01-07 | 7600
GEOCHEMISTRY | Petroleum Geochemistry | ANALYSIS | Stable Isotope Analysis Hydrogen Isotope (2H/H) Analysis | Isotope Analysis of Hydrocarbon Gases (methane, ethane, propane, butane) (GC-C-IRMS) |  | JEO-PG-07-02-01 | 12200
GEOCHEMISTRY | Petroleum Geochemistry | ANALYSIS | Stable Isotope Analysis Hydrogen Isotope (2H/H) Analysis | Bulk Isotope Analysis of Oil or Extract (EA-IRMS) |  | JEO-PG-07-02-02 | 8100
GEOCHEMISTRY | Petroleum Geochemistry | ANALYSIS | Stable Isotope Analysis Hydrogen Isotope (2H/H) Analysis | Isotope Analysis of Saturated Fraction of Oil or Extract (EA-IRMS) |  | JEO-PG-07-02-03 | 8100
GEOCHEMISTRY | Petroleum Geochemistry | ANALYSIS | Stable Isotope Analysis Hydrogen Isotope (2H/H) Analysis | Isotope Analysis of Aromatic Fraction of Oil or Extract (EA-IRMS) |  | JEO-PG-07-02-04 | 8100
GEOCHEMISTRY | Petroleum Geochemistry | ANALYSIS | Stable Isotope Analysis Hydrogen Isotope (2H/H) Analysis | Compound-Specific Hydrogen Isotope Analysis of Saturate Fraction of Oil or Extract (GC-C-IRMS) |  | JEO-PG-07-02-05 | 20300
GEOCHEMISTRY | Petroleum Geochemistry | ANALYSIS | Stable Isotope Analysis Hydrogen Isotope (2H/H) Analysis | Isotope Analysis (EA-IRMS) of Kerogen / solid samples |  | JEO-PG-07-02-06 | 8100
GEOCHEMISTRY | Petroleum Geochemistry | ANALYSIS | Stable Isotope Analysis Oxygen Isotope (18O/16O) Analysis | Bulk Isotope Analysis of Oil or Extract (EA-IRMS) |  | JEO-PG-07-03-01 | 8100
GEOCHEMISTRY | Petroleum Geochemistry | ANALYSIS | Stable Isotope Analysis Oxygen Isotope (18O/16O) Analysis | Isotope Analysis of Saturated Fraction of Oil or Extract (EA-IRMS) |  | JEO-PG-07-03-02 | 8100
GEOCHEMISTRY | Petroleum Geochemistry | ANALYSIS | Stable Isotope Analysis Oxygen Isotope (18O/16O) Analysis | Isotope Analysis of Aromatic Fraction of Oil or Extract (EA-IRMS) |  | JEO-PG-07-03-03 | 8100
GEOCHEMISTRY | Petroleum Geochemistry | ANALYSIS | Stable Isotope Analysis Oxygen Isotope (18O/16O) Analysis | Isotope Analysis of Kerogen ( EA-IRMS)/solid samples |  | JEO-PG-07-03-04 | 8100
GEOCHEMISTRY | Petroleum Geochemistry | ANALYSIS | Stable Isotope Analysis Nitrogen Isotope (15N/14N) Analyses | Bulk Isotope Analysis of Oil or Extract (EA-IRMS) |  | JEO-PG-07-04-01 | 8100
GEOCHEMISTRY | Petroleum Geochemistry | ANALYSIS | Stable Isotope Analysis Nitrogen Isotope (15N/14N) Analyses | Isotope Analysis of Saturated Fraction of Oil or Extract (EA-IRMS) |  | JEO-PG-07-04-02 | 8100
GEOCHEMISTRY | Petroleum Geochemistry | ANALYSIS | Stable Isotope Analysis Nitrogen Isotope (15N/14N) Analyses | Isotope Analysis or Aromatic Fraction of Oil or Extract (EA-IRMS) |  | JEO-PG-07-04-03 | 8100
GEOCHEMISTRY | Petroleum Geochemistry | ANALYSIS | Stable Isotope Analysis Nitrogen Isotope (15N/14N) Analyses | Isotope Analysis ( EA-IRMS) of Kerogen/ solid samples |  | JEO-PG-07-04-04 | 8100
GEOCHEMISTRY | Petroleum Geochemistry | ANALYSIS | Stable Isotope Analysis Nitrogen Isotope (15N/14N) Analyses | Isotope Analysis of Hydrocarbon Gases (methane, ethane, propane, butane) (GC-C-IRMS) |  | JEO-PG-07-04-05 | 8100
DRILLING | Cementing | APPLICATION | Well Cementing Services | Daily Field Cementing Laboratory Service |  | STM-CE-00-01-00 | 37900
DRILLING | Quality Control and Performance Evaluation Test | TEST | Well Cementing Services | API cement testing (Thickening Time, %Free Water, Compressive Strength) | API Spec 10 A/ TS EN ISO 10426-1 | STM-CE-01-01-00 | 202500
DRILLING | General Tests | TEST | Well Cementing Services | Thickening time test (High Pressure / High Temperature) | *API Spec 10 A/ TS EN ISO 10426-1 | STM-CE-02-01-01 | 54000
DRILLING | General Tests | TEST | Well Cementing Services | Thickening time test-Hole Condition BHCT<180°F (High Pressure / High Temperature) | API RP 10B-2/ TS EN ISO 10426-2 | STM-CE-02-01-02 | 67500
DRILLING | General Tests | TEST | Well Cementing Services | Thickening time test - Hole Condition, BHCT≥180°F (High Pressure / High Temperature) | API RP 10B-2 / TS EN ISO 10426-2 | STM-CE-02-01-03 | 81000
DRILLING | General Tests | TEST | Well Cementing Services | Compressive strength test (curing specimens in non-pressure vessel at temperatures 82 °C till 24 hours) | API Spec 10 A/ TS EN ISO 10426-1 | STM-CE-02-02-01 | 168800
DRILLING | General Tests | TEST | Well Cementing Services | Compressive strength test (by Ultrasonic Cement Analyzer, BHST<240 F, till 24 hours) | API RP 10B-2 | STM-CE-02-02-02 | 110000
DRILLING | General Tests | TEST | Well Cementing Services | Gel strength test (by Gel Strength Analyzer, BHST<240 F, till 24 hours) | API RP 10B-2 | STM-CE-02-02-03 | 122500
DRILLING | General Tests | TEST | Well Cementing Services | High temperature compressive strength (by Ultrasonic Cement Analyzer BHST≥240 F, till 24 hours) | API RP 10B-2 | STM-CE-02-02-04 | 136400
DRILLING | General Tests | TEST | Well Cementing Services | High temperature jel strength test (by Gel Strength Analyzer, BHST≥240 F, till 24 hour) | API RP 10B-2 | STM-CE-02-02-05 | 155300
DRILLING | General Tests | TEST | Well Cementing Services | API High Pressure/high temperature Fluid - loss test (BHST<240 F) | API RP 10B-2 / TS EN ISO 10426-2 | STM-CE-02-04-01 | 41200
DRILLING | General Tests | TEST | Well Cementing Services | API High Pressure/high temperature Fluid - loss test (BHST≥240 F) | API RP 10B-2/ TS EN ISO 10426-2 | STM-CE-02-04-02 | 55700
DRILLING | General Tests | TEST | Well Cementing Services | Determination of rheological properties of cement slurry (at romm temperature or BHCT) | API RP 10B-2 / TS EN ISO 10426-2 | STM-CE-02-05-00 | 35100
DRILLING | General Tests | TEST | Well Cementing Services | %Free water (fluid) test | *API Spec 10 A/ TS EN ISO 10426-1 | STM-CE-02-06-00 | 15200
DRILLING | General Tests | TEST | Well Cementing Services | %Free water (fluid) test (According to design paremeters) | API Spec 10B-2/ TS EN ISO 10426-2 | STM-CE-02-06-01 | 15200
DRILLING | General Tests | TEST | Well Cementing Services | Determination of specific gravity with He Picnometer | ASTM-C188 | STM-CE-02-08-00 | 10100
DRILLING | Drilling and Completion Fluids Services | TEST | Quality Control and Performance Evaluation Tests | Barite test (and other weighting materials) | *API Spec 13A/ISO 13500/TSE 13500 TÜRKAK TS EN ISO/IEC 17025 | STM-DCF-01-01-00 | 13500
DRILLING | Drilling and Completion Fluids Services | TEST | Quality Control and Performance Evaluation Tests | Bentonite test (non-treated/treated/OCMA) | * API Spec 13A/ISO 13500/TSE 13500 TÜRKAK TS EN ISO/IEC 17025 | STM-DCF-01-02-00 | 13500
DRILLING | Drilling and Completion Fluids Services | TEST | Quality Control and Performance Evaluation Tests | Sepiolite test | API Spec 13A/ISO 13500/TSE 13500 | STM-DCF-01-03-00 | 13500
DRILLING | Drilling and Completion Fluids Services | TEST | Quality Control and Performance Evaluation Tests | Attapulgit testi | API Spec 13A/ISO 13500/TSE 13500 | STM-DCF-01-04-00 | 13500
DRILLING | Drilling and Completion Fluids Services | TEST | Quality Control and Performance Evaluation Tests | CMC test (CMC-LV and CMC-HV) | * API Spec 13A/ISO 13500/TSE 13500 TÜRKAK TS EN ISO/IEC 17025 | STM-DCF-01-05-00 | 13500
DRILLING | Drilling and Completion Fluids Services | TEST | Quality Control and Performance Evaluation Tests | StarchTesti | * API Spec 13A/ISO 13500/TSE 13500 TÜRKAK TS EN ISO/IEC 17025 | STM-DCF-01-06-00 | 13500
DRILLING | Drilling and Completion Fluids Services | TEST | Quality Control and Performance Evaluation Tests | Thinner (Ferrochrome lignosulfonate, chrome free lignosulfonate and liquid thinner) test | *TPAO SPECIFICATIONS TÜRKAK TS EN ISO/IEC 17025 | STM-DCF-01-07-00 | 20300
DRILLING | Drilling and Completion Fluids Services | TEST | Quality Control and Performance Evaluation Tests | XC-XCD polimer test | *TPAO SPECIFICATIONS TÜRKAK TS EN ISO/IEC 17025 | STM-DCF-01-08-00 | 18200
DRILLING | Drilling and Completion Fluids Services | TEST | Quality Control and Performance Evaluation Tests | PAC test (Pac-LV ve Pac-R) | * API Spec 13A/ISO 13500/TSE 13500 TÜRKAK TS EN ISO/IEC 17025 | STM-DCF-01-09-00 | 13500
DRILLING | Drilling and Completion Fluids Services | TEST | Quality Control and Performance Evaluation Tests | Calcium carbonate test (and other bridging material) | * TPAO SPECIFICATIONS TÜRKAK TS EN ISO/IEC 17025 | STM-DCF-01-10-00 | 18200
DRILLING | Drilling and Completion Fluids Services | TEST | Quality Control and Performance Evaluation Tests | Foamer performance test |  | STM-DCF-01-11-00 | 16900
DRILLING | Drilling and Completion Fluids Services | TEST | Quality Control and Performance Evaluation Tests | Lubricant performance test (with ofite lubricity tester) | TPAO SPECIFICATIONS | STM-DCF-01-13-00 | 20300
DRILLING | Drilling and Completion Fluids Services | TEST | Quality Control and Performance Evaluation Tests | Cellulosic Fiber test (Fine , Medium, High) | TPAO SPECIFICATIONS | STM-DCF-01-14-00 | 18200
DRILLING | Drilling and Completion Fluids Services | TEST | Quality Control and Performance Evaluation Tests | Mica test (Fine , Medium, High) | TPAO SPECIFICATIONS | STM-DCF-01-15-00 | 18200
DRILLING | Drilling and Completion Fluids Services | TEST | Quality Control and Performance Evaluation Tests | Defoamer Performance Test |  | STM-DCF-01-16-00 | 16900
DRILLING | Drilling and Completion Fluids Services | TEST | General Tests | Determination of flow properties by Fann 35 or Chandler 35 Viscometer, (accredited for Treated - Non Treated Bentonite, CMC-LV and CMC-HV, Modified starch, Pac-LV ve Pac-HV, crom free lignosulphonate, xcd ) | * API Spec 13A/ISO 13500/TSE 13500 TÜRKAK TS EN ISO/IEC 17025 | STM-DCF-02-01-01 | 6100
DRILLING | Drilling and Completion Fluids Services | TEST | General Tests | Determination of flow properties (by Anton Paar MSR 302 Reometer, <80 C and Atmospheric Condition) |  | STM-DCF-02-01-05 | 13500
DRILLING | Drilling and Completion Fluids Services | TEST | General Tests | Determination of low shear rate flow properties (by Anton Paar MSR 302 Reometer <80 C and Atmospheric Condition) |  | STM-DCF-02-01-06 | 16900
DRILLING | Anton Paar 200C Rheology Test | TEST | General Tests | High-Temperature Rheology Testing from 80 to 200 °C using the Anton Paar MSR 302 Rheometer) |  | STM-DCF-02-01-05-01 | 29400
DRILLING | Drilling and Completion Fluids Services | TEST | General Tests | Determination of the Thermal Stability Point of Polymers from 80 to 200 °C using the Anton Paar MSR 302 Rheometer |  | STM-DCF-02-01-08 | 29400
DRILLING | Drilling and Completion Fluids Services | TEST | General Tests | API fluid loss test ( accredited for Treated - Non Treated Bentonite, CMC-LV and CMC-HV, Modified starch, Pac-LV ve Pac-HV ) | * API Spec 13A/ISO 13500/TSE 13500 TÜRKAK TS EN ISO/IEC 17025 | STM-DCF-02-02-01 | 6100
DRILLING | Drilling and Completion Fluids Services | TEST | General Tests | High pressure and high temperature fluid loss test |  | STM-DCF-02-02-02 | 15200
DRILLING | Drilling and Completion Fluids Services | TEST | General Tests | Linear swelling test |  | STM-DCF-02-06-00 | 20300
DRILLING | Drilling and Completion Fluids Services | TEST | General Tests | Completion fluid and mud resistivity test |  | STM-DCF-02-07-00 | 3400
DRILLING | Drilling and Completion Fluids Services | TEST | General Tests | Retort test |  | STM-DCF-02-08-00 | 10100
DRILLING | Drilling and Completion Fluids Services | TEST | General Tests | Methylene blue test for mud |  | STM-DCF-02-09-01 | 4700
DRILLING | Drilling and Completion Fluids Services | TEST | General Tests | Methylene blue test for cuttings |  | STM-DCF-02-09-02 | 4700
DRILLING | Drilling and Completion Fluids Services | TEST | General Tests | Methylene blue test for commercial bentonite |  | STM-DCF-02-09-03 | 4700
DRILLING | Drilling and Completion Fluids Services | TEST | General Tests | Density test for cuttings |  | STM-DCF-02-10-00 | 13500
DRILLING | Drilling and Completion Fluids Services | TEST | General Tests | Sand content test |  | STM-DCF-02-11-00 | 2000
DRILLING | Drilling and Completion Fluids Services | TEST | General Tests | Permeability Plugging Test |  | STM-DCF-02-12-00 | 20300
DRILLING | Drilling and Completion Fluids Services | TEST | General Tests | Particle Size Distribution analysis (Horiba LA-950V2) |  | STM-DCF-02-13-00 | 23600
DRILLING | Drilling and Completion Fluids Services | TEST | General Tests | Humidty test (accredited for Pac-Lv and Pac-Hv) | * API Spec 13A/ISO 13500/TSE 13500 TÜRKAK TS EN ISO/IEC 17025 | STM-DCF-02-15-00 | 4700
DRILLING | Drilling and Completion Fluids Services | TEST | General Tests | Sieve analysis (per sieve) (200 µ ve 325 µ) (accredited for CaCO3) | *TÜRKAK TS EN ISO/IEC 17025 | STM-DCF-02-16-00 | 3400
DRILLING | Drilling and Completion Fluids Services | TEST | General Tests | Solubility in acid (accrediated for CaCO3) | * TÜRKAK TS EN ISO/IEC 17025 | STM-DCF-02-17-00 | 6800
DRILLING | Drilling and Completion Fluids Services | TEST | General Tests | Determination of specific gravity (accrediated for Barite and CaCO3) | * API Spec 13A/ISO 13500/TSE 13500 TÜRKAK TS EN ISO/IEC 17025 | STM-DCF-02-18-00 | 6800
DRILLING | Drilling and Completion Fluids Services | TEST | General Tests | Wet screen analysis (200 µ ve 325 µ) (accredited for Bentonite and Barite) | * API Spec 13A/ISO 13500/TSE 13500 TÜRKAK TS EN ISO/IEC 17025 | STM-DCF-02-19-00 | 4700
DRILLING | Drilling and Completion Fluids Services | TEST | General Tests | Determination of specific gravity with helium pycnometer |  | STM-DCF-02-20-00 | 10100
DRILLING | Drilling and Completion Fluids Services | TEST | General Tests | Determination of particles less than 6 µm in equivalent spherical Diameter (Barite) | * API Spec 13A/ISO 13500/TSE 13500 TÜRKAK TS EN ISO/IEC 17025 | STM-DCF-02-24-00 | 6800
DRILLING | Drilling and Completion Fluids Services | TEST | General Tests | Mud weight (with mud balance) |  | STM-DCF-02-25-00 | 2000
DRILLING | General Tests | TEST | General Tests | Bentonite Inhıbıtion test |  | STM-DCF-02-28-00 | 16900
DRILLING | Drilling and Completion Fluids Services | TEST | General Tests | Humidity test (with hygrometer) |  | STM-DCF-02-29-00 | 6800
DRILLING | Drilling and Completion Fluids Services | TEST | General Tests | Polyamine Test |  | STM-DCF-02-30-00 | 27000
DRILLING | Drilling and Completion Fluids Services | TEST | General Tests | Purified Xantham Gum Test |  | STM-DCF-02-31-00 | 18200
DRILLING | Drilling and Completion Fluids Services | TEST | General Tests | Purified Starch Polymer Test |  | STM-DCF-02-32-00 | 20300
DRILLING | Drilling and Completion Fluids Services | TEST | General Tests | Thermal Stabilizer Test |  | STM-DCF-02-33-00 | 13500
DRILLING | Drilling and Completion Fluids Services | ANALYSIS | Chemical Analysis | pH determination (accredited for xcd polymer) | * TÜRKAK TS EN ISO/IEC 17025 | STM-DCF-03-01-00 | 4700
DRILLING | Drilling and Completion Fluids Services | ANALYSIS | Chemical Analysis | Alkalinity test (Pm –Pf-Mf) |  | STM-DCF-03-02-00 | 4700
DRILLING | Drilling and Completion Fluids Services | ANALYSIS | Chemical Analysis | Hydrated lime alkalinity test (Pm) |  | STM-DCF-03-02-01 | 4700
DRILLING | Drilling and Completion Fluids Services | ANALYSIS | Chemical Analysis | Chloride ion determination |  | STM-DCF-03-03-00 | 4700
DRILLING | Drilling and Completion Fluids Services | ANALYSIS | Chemical Analysis | H2S determination (H2S determination kit) |  | STM-DCF-03-05-00 | 6800
DRILLING | Drilling and Completion Fluids Services | ANALYSIS | Chemical Analysis | % Potassium ion determination (Centrifuge method) |  | STM-DCF-03-07-00 | 20300
DRILLING | Drilling and Completion Fluids Services | ANALYSIS | Chemical Analysis | Calcium ion determination (accredited for barite) | * API Spec 13A/ISO 13500/TSE 13500 TÜRKAK TS EN ISO/IEC 17025 | STM-DCF-03-08-00 | 4700
DRILLING | Drilling and Completion Fluids Services | ANALYSIS | Chemical Analysis | Total hardness determination |  | STM-DCF-03-09-00 | 4700
DRILLING | Drilling and Completion Fluids Services | ANALYSIS | Chemical Analysis | Polymer concentration determination |  | STM-DCF-03-10-00 | 6800
DRILLING | Drilling and Completion Fluids Services | ANALYSIS | Chemical Analysis | Glycol Cloud Point Determination |  | STM-DCF-03-11-00 | 13500
DRILLING | Drilling and Completion Fluids Services | TEST | Oil Mud Tests | Emulsion stability test |  | STM-DCF-04-01-00 | 6800
DRILLING | Drilling and Completion Fluids Services | TEST | Oil Mud Tests | Lime content determination |  | STM-DCF-04-02-00 | 6800
DRILLING | Drilling and Completion Fluids Services | TEST | Oil Mud Tests | Salt content determination |  | STM-DCF-04-03-00 | 6800
DRILLING | Drilling and Completion Fluids Services | DESIGN | Drilling and Completion Fluids Design | Design of drilling and drill-in fluids program |  | STM-DCF-05-01-01 | 77000
DRILLING | Drilling and Completion Fluids Services | DESIGN | Drilling and Completion Fluids Design | Design of completion / workover and packer fluids program |  | STM-DCF-05-01-02 | 77000
DRILLING | Drilling and Completion Fluids Services | DESIGN | Drilling and Completion Fluids Design | Design of underbalanced drilling fluids program |  | STM-DCF-05-01-03 | 77000
DRILLING | General Tests | TEST | Rock Mechanics / Wellbore stability (RMWS) | Uniaxial compressive strength test (per 1 specimen) | ISRM | STM-RMWS-01-01-01 | 6100
DRILLING | General Tests | TEST | Rock Mechanics / Wellbore stability (RMWS) | Triaxial compressive strength test (Mohr Failure Envelope) (per 1 set-minimum 3 specimen) | ISRM | STM-RMWS-01-01-02 | 20300
DRILLING | General Tests | MEASUREMENT | Rock Mechanics / Wellbore stability (RMWS) | Dynamic deformability test (Young’s Modulus ve Poisson’s Ratio ) (per 1 specimen) | ISRM | STM-RMWS-01-02-01 | 7800
DRILLING | General Tests | TEST | Rock Mechanics / Wellbore stability (RMWS) | Ultrasonic Pulse Velocity Measurements (Vp & Vs) (per 1 specimen) | ISRM | STM-RMWS-01-03-00 | 5700
DRILLING | General Tests | TEST | Rock Mechanics / Wellbore stability (RMWS) | Point load strength test | ISRM | STM-RMWS-01-04-00 | 2700
DRILLING | General Tests | TEST | Rock Mechanics / Wellbore stability (RMWS) | Indirect tensile strength test (Brazilian) (per 1 specimen) | ISRM/CANMET | STM-RMWS-01-06-00 | 3400
DRILLING | General Tests | TEST | Rock Mechanics / Wellbore stability (RMWS) | Proppant Sieve analysis (per 1 set-triple determination ) | API_Std19C_2Ed ASTM E11 | STM-RMWS-01-07-00 | 6800
DRILLING | General Tests | TEST | Rock Mechanics / Wellbore stability (RMWS) | Proppant Crush-Resistance Test (each 3 samples) (per 1 set-triple determination) | API_Std19C_2Ed ASTM E11 | STM-RMWS-01-08-00 | 20300
DRILLING | General Tests | MEASUREMENT | Rock Mechanics / Wellbore stability (RMWS) | Hardness Measurements (per 1 specimen) | ISRM | STM-RMWS-01-09-00 | 5100
RESERVOIR | Core Analysis | SAMPLE PREPARATION | Cleaning of Core* | Plug sample (*After 3 weeks of sohxlet extraction cleaning, extra price will be charged.) |  | RTM-CA-01-01-01 | 400
RESERVOIR | Core Analysis | SAMPLE PREPARATION | Cleaning of Core* | Full diameter |  | RTM-CA-01-01-02 | 900
RESERVOIR | Core Analysis | SAMPLE PREPARATION | Cleaning of Core* | Irregular shaped rock sample |  | RTM-CA-01-01-03 | 300
RESERVOIR | Core Analysis | SAMPLE PREPARATION | Cleaning of Core* | Plug sample *Flow through cleaning |  | RTM-CA-01-01-04 | 2100
RESERVOIR | Core Analysis | SAMPLE PREPARATION | Drying of Core | Drying |  | RTM-CA-01-02-01 | 400
RESERVOIR | Core Analysis | SAMPLE PREPARATION | Drying of Core | Humidity controlled drying |  | RTM-CA-01-02-02 | 700
RESERVOIR | Core Analysis | ANALYSIS | Porosity and Air Permeability | Porosity (Helium porosimeter- Boyle’s law): Plug sample |  | RTM-CA-02-01-01 | 1700
RESERVOIR | Core Analysis | ANALYSIS | Porosity and Air Permeability | Porosity (Helium porosimeter- Boyle’s law): Full diameter |  | RTM-CA-02-01-02 | 3800
RESERVOIR | Core Analysis | ANALYSIS | Porosity and Air Permeability | Air Permeability (Steady State): Plug sample |  | RTM-CA-02-03-01 | 1700
RESERVOIR | Core Analysis | ANALYSIS | Porosity and Air Permeability | Porosity and Unsteady-State Air Permeability (Under Overburden Pressure)*: Plug sample (ka>0.01 md) *The tests are conducted by CMS-300 automated core measurement test system which performs porosity and permeability measurements at up to eight different steps and minimum 500 and maximum 10,000 psi net overburden pressures. Pore volume, porosity, and permeability at Each net overburden pressure, is calculated. |  | RTM-CA-02-04-01 | 6100
RESERVOIR | Core Analysis | ANALYSIS | Porosity and Air Permeability | Porosity and Unsteady-State Air Permeability (Under Overburden Pressure) *: Each additional pressure step *The tests are conducted by CMS-300 automated core measurement test system which performs porosity and permeability measurements at up to eight different steps and minimum 500 and maximum 10,000 psi net overburden pressures. Pore volume, porosity, and permeability at Each net overburden pressure, is calculated. |  | RTM-CA-02-04-02 | 1200
RESERVOIR | Core Analysis | ANALYSIS | Porosity and Air Permeability: Porosity and Unsteady-State Air Permeability (Under Overburden Pressure)* | Porosity and Unsteady-State Air Permeability (Under Overburden Pressure)*: Plug sample (ka<0.01 md) *The tests are conducted by CMS-300 automated core measurement test system which performs porosity and permeability measurements at up to eight different steps and minimum 500 and maximum 10,000 psi net overburden pressures. Pore volume, porosity, and permeability at Each net overburden pressure, is calculated. |  | RTM-CA-02-04-03 | 8900
RESERVOIR | Core Analysis | ANALYSIS | Porosity and Air Permeability | Porosity and Unsteady-State Air Permeability (Under Overburden Pressure)*: Each additional pressure step *The tests are conducted by CMS-300 automated core measurement test system which performs porosity and permeability measurements at up to eight different steps and minimum 500 and maximum 10,000 psi net overburden pressures. Pore volume, porosity, and permeability at Each net overburden pressure, is calculated. |  | RTM-CA-02-04-04 | 2400
RESERVOIR | Core Analysis | ANALYSIS | Density Measurements: (Porosity measurement is required) | Grain Density: Plug sample |  | RTM-CA-03-01-01 | 500
RESERVOIR | Core Analysis | ANALYSIS | Density Measurements:(Porosity measurement is required) | Grain Density: Full diameter |  | RTM-CA-03-01-02 | 1500
RESERVOIR | Core Analysis | ANALYSIS | Density Measurements: (Porosity measurement is required) | Bulk Density: Plug sample |  | RTM-CA-03-02-01 | 500
RESERVOIR | Core Analysis | ANALYSIS | Density Measurements: (Porosity measurement is required) | Bulk Density: Full diameter |  | RTM-CA-03-02-02 | 700
RESERVOIR | Core Analysis | ANALYSIS | Density Measurements: (Porosity measurement is required) | Bulk Density: Irregular shaped rock sample |  | RTM-CA-03-02-03 | 700
RESERVOIR | Core Analysis | ANALYSIS | Fluid Saturation Measurements | Dean Stark method |  | RTM-CA-04-01-02 | 12200
RESERVOIR | Core Analysis | SAMPLE PREPARATION | Shale and Organic-Rich Core Analysis | Sample preparation (Crushed Sample Protocol)* *Tests are conducted on 20-35 mesh size crushed core samples. Bulk density and gas filled porosity are measured on fresh samples. Grain density, porosity and oil-gas-water saturations are measured on cleaned and dried samples. |  | RTM-CA-04-02-00 | 3000
RESERVOIR | Core Analysis | ANALYSIS | Shale and Organic-Rich Core Analysis | Density, Porosity and Saturation Measurements *Tests are conducted on 20-35 mesh size crushed core samples. Bulk density and gas filled porosity are measured on fresh samples. Grain density, porosity and oil-gas-water saturations are measured on cleaned and dried samples. |  | RTM-CA-04-02-01 | 24300
RESERVOIR | Core Analysis | ANALYSIS | Shale and Organic-Rich Core Analysis | Permeability Measurement *Tests are conducted on 20-35 mesh size crushed core samples. Bulk density and gas filled porosity are measured on fresh samples. Grain density, porosity and oil-gas-water saturations are measured on cleaned and dried samples. |  | RTM-CA-04-02-02 | 4500
RESERVOIR | Core Analysis | ANALYSIS | Shale and Organic-Rich Core Analysis | Gas Adsorption Isotherm Analysis * Services RTM-CA-04-02-00 and RTM-CA-04-02-01 are required. Analysis can be conducted up to 10,000 psi and 350 °F. |  | RTM-CA-04-03-01 | 72300
RESERVOIR | Core Analysis | ANALYSIS | Plug Saturation at Room Temperature | Saturation of the Sample with Water by Vacuum and Pressure |  | RTM-CA-05-01-00 | 2100
RESERVOIR | Core Analysis | ANALYSIS | Liquid Permeability Measurements at Room Temperature | Specific Water or Oil Permeability: Plug sample |  | RTM-CA-05-01-01 | 37900
RESERVOIR | Core Analysis | ANALYSIS | Liquid Permeability Measurements at Room Temperature | Specific Water or Oil Permeability: Full diameter |  | RTM-CA-05-01-02 | 72300
RESERVOIR | Core Analysis | ANALYSIS | Liquid Permeability Measurements at Room Temperature | Additional Overburden Pressure: Plug sample |  | RTM-CA-05-02-01 | 14500
RESERVOIR | Core Analysis | ANALYSIS | Liquid Permeability Measurements at Room Temperature | Additional Overburden Pressure: Full diameter |  | RTM-CA-05-02-02 | 24300
RESERVOIR | Core Analysis | ANALYSIS | Liquid Permeability Measurements at Room Temperature | Permeability as a Function of Throughput (Acid and drilling fluid sensitivity): Plug sample |  | RTM-CA-05-03-01 | 37900
RESERVOIR | Core Analysis | ANALYSIS | Liquid Permeability Measurements at Room Temperature | Permeability as a Function of Throughput (Acid and drilling fluid sensitivity): Full diameter |  | RTM-CA-05-03-02 | 72300
RESERVOIR | Core Analysis | ANALYSIS | Liquid Permeability Measurements at Room Temperature | Permeability as a Function of Throughput (Acid and drilling fluid sensitivity): Each additional liquid - Plug sample |  | RTM-CA-05-03-03 | 29400
RESERVOIR | Core Analysis | ANALYSIS | Liquid Permeability Measurements at Room Temperature | Permeability as a Function of Throughput (Acid and drilling fluid sensitivity): Each additional liquid - Full diameter |  | RTM-CA-05-03-04 | 59200
RESERVOIR | Core Analysis | ANALYSIS | Liquid Permeability Measurements at Room Temperature | Effective Oil Permeability at Established Initial Water Saturation: Plug sample |  | RTM-CA-05-04-01 | 37900
RESERVOIR | Core Analysis | ANALYSIS | Liquid Permeability Measurements at Room Temperature | Effective Oil Permeability at Established Initial Water Saturation: Full diameter |  | RTM-CA-05-04-02 | 72300
RESERVOIR | Core Analysis | ANALYSIS | Liquid Permeability Measurements at Reservoir Conditions | Specific Water or Oil Permeability: Plug sample |  | RTM-CA-06-01-01 | 58500
RESERVOIR | Core Analysis | ANALYSIS | Liquid Permeability Measurements at Reservoir Conditions | Specific Water or Oil Permeability: Full diameter |  | RTM-CA-06-01-02 | 82600
RESERVOIR | Core Analysis | ANALYSIS | Liquid Permeability Measurements at Reservoir Conditions | Permeability as a Function of Throughput (Acid and drilling fluid sensitivity): Plug sample |  | RTM-CA-06-02-01 | 59200
RESERVOIR | Core Analysis | ANALYSIS | Liquid Permeability Measurements at Reservoir Conditions | Permeability as a Function of Throughput (Acid and drilling fluid sensitivity): Full diameter |  | RTM-CA-06-02-02 | 95200
RESERVOIR | Core Analysis | ANALYSIS | Liquid Permeability Measurements at Reservoir Conditions | Permeability as a Function of Throughput (Acid and drilling fluid sensitivity): Each additional liquid - Plug sample |  | RTM-CA-06-02-03 | 37900
RESERVOIR | Core Analysis | ANALYSIS | Liquid Permeability Measurements at Reservoir Conditions | Permeability as a Function of Throughput (Acid and drilling fluid sensitivity): Each additional liquid - Full diameter |  | RTM-CA-06-02-04 | 70900
RESERVOIR | Core Analysis | ANALYSIS | Liquid Permeability Measurements at Reservoir Conditions | Effective Oil Permeability at Established Initial Water Saturation: Plug sample |  | RTM-CA-06-03-01 | 59200
RESERVOIR | Core Analysis | ANALYSIS | Liquid Permeability Measurements at Reservoir Conditions | Effective Oil Permeability at Established Initial Water Saturation: Full diameter |  | RTM-CA-06-03-02 | 89100
RESERVOIR | Core Analysis | ANALYSIS | Waterflood Test at Room Conditions | Basic Flood (Without incremental data, only end-point saturations and permeabilities): Plug sample |  | RTM-CA-07-01-01 | 47500
RESERVOIR | Core Analysis | ANALYSIS | Waterflood Test at Room Conditions | Basic Flood (Without incremental data, only end-point saturations and permeabilities): Full diameter |  | RTM-CA-07-01-02 | 70900
RESERVOIR | Core Analysis | ANALYSIS | Waterflood Test at Room Conditions | Waterflood Susceptibility (Incremental data is taken): Plug sample |  | RTM-CA-07-02-01 | 70900
RESERVOIR | Core Analysis | ANALYSIS | Waterflood Test at Room Conditions | Waterflood Susceptibility (Incremental data is taken): Full diameter |  | RTM-CA-07-02-02 | 120500
RESERVOIR | Core Analysis | ANALYSIS | Waterflood Tests at Reservoir Conditions and Oil-Water Relative Permeability Tests (Unsteady-State Method)* | Basic Flood (Without incremental data, only end-point saturations and permeabilities): Plug sample *Reservoir fluid preparation and reservoir fluid data charges are not included. |  | RTM-CA-08-01-01 | 96400
RESERVOIR | Core Analysis | ANALYSIS | Waterflood Tests at Reservoir Conditions and Oil-Water Relative Permeability Tests (Unsteady-State Method)* | Basic Flood (Without incremental data, only end-point saturations and permeabilities): Full diameter *Reservoir fluid preparation and reservoir fluid data charges are not included. |  | RTM-CA-08-01-02 | 178200
RESERVOIR | Core Analysis | ANALYSIS | Waterflood Tests at Reservoir Conditions and Oil-Water Relative Permeability Tests (Unsteady-State Method)* | Waterflood Susceptibility (Incremental data is taken): Plug sample *Reservoir fluid preparation and reservoir fluid data charges are not included. |  | RTM-CA-08-02-01 | 117000
RESERVOIR | Core Analysis | ANALYSIS | Waterflood Tests at Reservoir Conditions and Oil-Water Relative Permeability Tests (Unsteady-State Method)* | Waterflood Susceptibility (Incremental data is taken): Full diameter *Reservoir fluid preparation and reservoir fluid data charges are not included. |  | RTM-CA-08-02-02 | 212600
RESERVOIR | Core Analysis | ANALYSIS | Relative Permeability Tests at Room Conditions-Unsteady State Method | Water-Oil (Water saturation increasing): Plug sample |  | RTM-CA-09-01-01 | 59200
RESERVOIR | Core Analysis | ANALYSIS | Relative Permeability Tests at Room Conditions-Unsteady State Method | Water-Oil (Water saturation increasing): Full diameter |  | RTM-CA-09-01-02 | 117000
RESERVOIR | Core Analysis | ANALYSIS | Relative Permeability Tests at Room Conditions-Unsteady State Method | Oil - Water (Water saturation decreasing) (Performed immediately after water-oil test): Plug sample |  | RTM-CA-09-02-01 | 41300
RESERVOIR | Core Analysis | ANALYSIS | Relative Permeability Tests at Room Conditions-Unsteady State Method | Oil - Water (Water saturation decreasing) (Performed immediately after water-oil test): Full diameter |  | RTM-CA-09-02-02 | 82600
RESERVOIR | Core Analysis | ANALYSIS | Relative Permeability Tests at Room Conditions - Unsteady State Method | Gas - Oil (Gas saturation increasing): Plug sample |  | RTM-CA-09-03-01 | 55100
RESERVOIR | Core Analysis | ANALYSIS | Relative Permeability Tests at Room Conditions - Unsteady State Method | Gas - Oil (Gas saturation increasing): Full diameter |  | RTM-CA-09-03-02 | 117000
RESERVOIR | Core Analysis | ANALYSIS | Relative Permeability Tests at Room Conditions-Unsteady State Method | Gas - Oil (Gas saturation increasing) (At irreducible water saturation Swir): Plug sample |  | RTM-CA-09-04-01 | 53700
RESERVOIR | Core Analysis | ANALYSIS | Relative Permeability Tests at Room Conditions-Unsteady State Method | Gas - Oil (Gas saturation increasing) (At irreducible water saturation Swir): Full diameter |  | RTM-CA-09-04-02 | 117000
RESERVOIR | Core Analysis | ANALYSIS | Relative Permeability Tests at Room Conditions-Unsteady State Method | Gas - Water (Gas saturation increasing): Plug sample |  | RTM-CA-09-05-01 | 53700
RESERVOIR | Core Analysis | ANALYSIS | Relative Permeability Tests at Room Conditions-Unsteady State Method | Gas - Water (Gas saturation increasing): Full diameter |  | RTM-CA-09-05-02 | 117000
RESERVOIR | Core Analysis | ANALYSIS | Waterflood Tests at Reservoir Conditions and Oil-Water Relative Permeability Tests (steady-State Method)* | Waterflood Susceptibility Plug Sample *Reservoir fluid preparation and reservoir fluid data charges are not included. |  | RTM-CA-10-01-01 | 311600
RESERVOIR | Core Analysis | ANALYSIS | Waterflood Tests at Reservoir Conditions and Oil-Water Relative Permeability Tests (steady-State Method)* | Waterflood Susceptibility Full Diameter *Reservoir fluid preparation and reservoir fluid data charges are not included. |  | RTM-CA-10-01-02 | 488100
RESERVOIR | Core Analysis | ANALYSIS | Capillary Pressure Tests - Mercury Injection Method (Plug or irregular shaped rock samples) | Drainage and imbibition curves (0.1-60,000 psia) |  | RTM-CA-11-01-04 | 41300
RESERVOIR | Core Analysis | ANALYSIS | Capillary Pressure Tests - Mercury Injection Method (Plug or irregular shaped rock samples) | Correlation of connate water saturation as a function of both height above water table and permeability (or porosity) * One of the services from RTM-CA-11-01-01 — 04 is required. |  | RTM-CA-11-01-05 | 13800
RESERVOIR | Core Analysis | ANALYSIS | Capillary Pressure Tests - Mercury Injection Method (Plug or irregular shaped rock samples) | Pore throat size distribution * One of the services from RTM-CA-11-01-01 — 04 is required. |  | RTM-CA-11-01-06 | 6900
RESERVOIR | Core Analysis | ANALYSIS | Capillary Pressure Tests - Mercury Injection Method (Plug or irregular shaped rock samples) | Permeability calculation * One of the services from RTM-CA-11-01-01 — 04 is required. |  | RTM-CA-11-01-07 | 6900
RESERVOIR | Core Analysis | ANALYSIS | Capillary Pressure and Electrical Resistivity Test | Plug sample * The tests are conducted by ‘porous plate’ method at room temperature and reservoir pressure. |  | RTM-CA-12-01-01 | 155800
RESERVOIR | Core Analysis | ANALYSIS | Capillary Pressure Experiment with Centrifuge Method | Plug sample Determination of Capillary Pressure Curve and Irreducible Water/Oil Saturations |  | RTM-CA-12-02-02 | 54000
RESERVOIR | Core Analysis | ANALYSIS | Wettability Tests-Fresh or Restored Conditions | Imbibition of Oil and Water: Plug (Room condition -150 oF) |  | RTM-CA-13-01-01 | 48200
RESERVOIR | Core Analysis | ANALYSIS | Wettability Tests-Fresh or Restored Conditions | Imbibition of Oil and Water: Plug (150 - 200 oF) |  | RTM-CA-13-01-02 | 96400
RESERVOIR | Core Analysis | ANALYSIS | Wettability Tests-Fresh or Restored Conditions | Imbibition and Displacement (Amott Method): Plug sample |  | RTM-CA-13-02-01 | 82600
RESERVOIR | Core Analysis | ANALYSIS | Wettability Tests-Fresh or Restored Conditions | Aging: Plug Sample |  | RTM-CA-13-04-00 | 60800
RESERVOIR | Core Analysis | IMAGING | Dijital Imaging | Scaning and Imaging by MicroCT |  | RTM-CA-14-01-01 | 15600
RESERVOIR | Enhanced Oil Recovery Tests (EOR) | ANALYSIS | CO2 Flooding Tests | Oil recovery with CO2 injection |  | RTM-EOR-01-02-00 | 117000
RESERVOIR | Enhanced Oil Recovery Tests (EOR) | ANALYSIS | CO2 Flooding Tests | Oil recovery with CO2 injection after a waterflood |  | RTM-EOR-01-03-00 | 147800
RESERVOIR | Enhanced Oil Recovery Tests (EOR) | NOTES | CO2 Flooding Tests | 1. Oil recovery tests with miscible and/or immiscible type CO2 flooding are performed on whole core samples at constant rate and constant temperature conditions. Tertiary oil recovery by CO2 tests are performed following a waterflood at reservoir conditions. 2. Continous CO2 injection, cyclic CO2 injection, CO2 slug injection, "huff and puff" CO2 injection and CO2 mobility control by foam tests are designed according to the Client’s requirements and prices are given by quotation. |  | RTM-EOR-01-04-00 | by quotation
RESERVOIR | Enhanced Oil Recovery Tests (EOR) | ANALYSIS | Chemical Flooding Tests | Basic Polymer Core Tests (Includes determination of RF and RRF as a function of throughput): Plug sample NOTE: Preparation of reservoir fluids and determination of PVT behavoir are not included in the prices. |  | RTM-EOR-02-01-01 | 89100
RESERVOIR | Enhanced Oil Recovery Tests (EOR) | ANALYSIS | Chemical Flooding Tests | Basic Polymer Core Tests (Includes determination of RF and RRF as a function of throughput): Full diameter NOTE: Preparation of reservoir fluids and determination of PVT behavoir are not included in the prices. |  | RTM-EOR-02-01-02 | 151900
RESERVOIR | Enhanced Oil Recovery Tests (EOR) | ANALYSIS | Chemical Flooding Tests | Options: Resistance factor, RF as a function of rate (per rate) NOTE: Preparation of reservoir fluids and determination of PVT behavoir are not included in the prices. |  | RTM-EOR-02-01-03 | 8900
RESERVOIR | Enhanced Oil Recovery Tests (EOR) | ANALYSIS | Chemical Flooding Tests | Options: Resistance factor, RF as a function of concentration (per concentration) NOTE: Preparation of reservoir fluids and determination of PVT behavoir are not included in the prices. |  | RTM-EOR-02-01-04 | 17800
RESERVOIR | Enhanced Oil Recovery Tests (EOR) | ANALYSIS | Chemical Flooding Tests | Secondary Oil Recovery Test: Oil recovery and WOR as a function of throughput for brine, polymer, or surfactant: Plug sample NOTE: Preparation of reservoir fluids and determination of PVT behavoir are not included in the prices. |  | RTM-EOR-02-02-01 | 89100
RESERVOIR | Enhanced Oil Recovery Tests (EOR) | ANALYSIS | Chemical Flooding Tests | Secondary Oil Recovery Test: Oil recovery and WOR as a function of throughput for brine, polymer, or surfactant: Full diameter NOTE: Preparation of reservoir fluids and determination of PVT behavoir are not included in the prices. |  | RTM-EOR-02-02-02 | 151900
RESERVOIR | Enhanced Oil Recovery Tests (EOR) | ANALYSIS | Chemical Flooding Tests | Tertiary Oil Recovery Test: Recovery of residual oil after a waterflood as a function of throughput (one fluid): Plug sample NOTE: Preparation of reservoir fluids and determination of PVT behavoir are not included in the prices. |  | RTM-EOR-02-03-01 | 117000
RESERVOIR | Enhanced Oil Recovery Tests (EOR) | ANALYSIS | Chemical Flooding Tests | Tertiary Oil Recovery Test: Recovery of residual oil after a waterflood as a function of throughput (one fluid): Full diameter NOTE: Preparation of reservoir fluids and determination of PVT behavoir are not included in the prices. |  | RTM-EOR-02-03-02 | 151900
RESERVOIR | Enhanced Oil Recovery Tests (EOR) | ANALYSIS | Chemical Flooding Tests | Tertiary Oil Recovery Test: Recovery of residual oil after a waterflood as a function of throughput (one fluid): Additional fluid injection NOTE: Preparation of reservoir fluids and determination of PVT behavoir are not included in the prices. |  | RTM-EOR-02-03-03 | 22300
RESERVOIR | Enhanced Oil Recovery Tests (EOR) | NOTES | Chemical Flooding Tests | Chemical flooding tests include evaluation of polymers, surfactants and caustic solutions in both screening tests and core tests. Oil recovery tests are performed at constant rate and constant temperature conditions on both plug and whole core samples and prices are given by quotation. Representative costs of typical tests are outlined below. |  | RTM-EOR-02-03-04 | by quotation
RESERVOIR | Enhanced Oil Recovery Tests (EOR) | ANALYSIS | Polymer Gel Tests* | Crosslinked polymer gels used for WOR reduction and profile modification can be evaluated by screening tests and core floods. *Price is doubled if test temperature is between 200 - 250 oF. Price is tripled if test temperature is between 250 - 300 oF. |  | RTM-EOR-02-04-00 | 178200
RESERVOIR | Enhanced Oil Recovery Tests (EOR) | ANALYSIS | Polymer Gel Tests* | Gelation time measurement (at lab) *Price is doubled if test temperature is between 200 - 250 oF. Price is tripled if test temperature is between 250 - 300 oF. |  | RTM-EOR-02-04-02 | 7600
RESERVOIR | Enhanced Oil Recovery Tests (EOR) | ANALYSIS | Polymer Gel Tests* | Gelation time measurement (on-site) *Price is doubled if test temperature is between 200 - 250 oF. Price is tripled if test temperature is between 250 - 300 oF. |  | RTM-EOR-02-04-04 | 11700
RESERVOIR | Enhanced Oil Recovery Tests (EOR) | ANALYSIS | Surfactant Tests | Screening tests: mixture preparation and foam formation At room temperature |  | RTM-EOR-02-05-01 | 6100
RESERVOIR | Enhanced Oil Recovery Tests (EOR) | ANALYSIS | Surfactant Tests | Screening tests: mixture preparation and foam formation At reservoir temperature |  | RTM-EOR-02-05-02 | 11700
RESERVOIR | Enhanced Oil Recovery Tests (EOR) | ANALYSIS | Surface Tension (ST) - Interfacial Tension (IFT) and Contact Angle Measurements | ST and IFT measurements at room conditions |  | RTM-EOR-02-06-01 | 60800
RESERVOIR | Enhanced Oil Recovery Tests (EOR) | ANALYSIS | Surface Tension (ST) - Interfacial Tension (IFT) and Contact Angle Measurements | ST and IFT measurements at reservoir conditions |  | RTM-EOR-02-06-02 | 89100
RESERVOIR | Enhanced Oil Recovery Tests (EOR) | ANALYSIS | Surface Tension (ST) - Interfacial Tension (IFT) and Contact Angle Measurements | Contact angle measurements at room conditions |  | RTM-EOR-02-06-03 | 117000
RESERVOIR | Enhanced Oil Recovery Tests (EOR) | ANALYSIS | Surface Tension (ST) - Interfacial Tension (IFT) and Contact Angle Measurements | Contact angle measurements at reservoir conditions |  | RTM-EOR-02-06-04 | 178200
RESERVOIR | Enhanced Oil Recovery Tests (EOR) | ANALYSIS | Minimum Miscibility Pressure (MMP) determination | Minimum Miscibility Pressure (MMP) determination with Vanishing Interfacial Tension (VIT) method |  | RTM-EOR-02-06-05 | 222800
RESERVOIR | Reservoir Fluid Analysis | ANALYSIS | Oil Reservoir Fluid Analysis (Subsurface samples) | Bottom Hole Sampling (Single Phase) |  | RTM-RFA-01-01-00 | 826200
RESERVOIR | Reservoir Fluid Analysis | ANALYSIS | Oil Reservoir Fluid Analysis (Subsurface samples) | Bottom Hole Sampling (Dual Phase) |  | RTM-RFA-01-01-01 | 445500
RESERVOIR | Reservoir Fluid Analysis | ANALYSIS | Oil Reservoir Fluid Analysis (Subsurface samples) | Sampling bottle rent *After 10 days, an additional fee of 5% of the determined fee is charged for each additional day. |  | RTM-RFA-01-01-02 | 37900
RESERVOIR | Reservoir Fluid Analysis | ANALYSIS | Oil Reservoir Fluid Analysis (Subsurface samples) | Determination of saturation pressure of a subsurface oil sample at room temperature |  | RTM-RFA-01-02-01 | 11700
RESERVOIR | Reservoir Fluid Analysis | ANALYSIS | Oil Reservoir Fluid Analysis (Subsurface samples) | Pressure-volume relations of reservoir fluid at reservoir temperature, including determination of saturation pressure, thermal expansion coefficient and compressibility of oil above saturation pressure |  | RTM-RFA-01-03-01 | 60800
RESERVOIR | Reservoir Fluid Analysis | ANALYSIS | Oil Reservoir Fluid Analysis (Subsurface samples) | Atmospheric pressure separator test (zero-flash) at laboratory temperature, to determine oil formation volume factor, stock tank oil gravity and solution gas/oil ratio |  | RTM-RFA-01-03-02 | 24300
RESERVOIR | Reservoir Fluid Analysis | ANALYSIS | Oil Reservoir Fluid Analysis (Subsurface samples) | Differential vaporization of reservoir fluid at reservoir temperature, including solution gas/oil ratio, relative oil volume, oil density, gas gravity, gas formation volume factor and gas deviation factor |  | RTM-RFA-01-04-01 | 106300
RESERVOIR | Reservoir Fluid Analysis | ANALYSIS | Oil Reservoir Fluid Analysis (Subsurface samples) | Compositional analysis of liberated gas from separator test (zero-flash) and differential vaporization test stages (per stage) |  | RTM-RFA-01-04-02 | 11700
RESERVOIR | Reservoir Fluid Analysis | ANALYSIS | Oil Reservoir Fluid Analysis (Subsurface samples) | Compositional analysis of residual oil from differential vaporization or separator test (zero-flash) |  | RTM-RFA-01-04-03 | 13800
RESERVOIR | Reservoir Fluid Analysis | ANALYSIS | Oil Reservoir Fluid Analysis (Subsurface samples) | Determination of molecular weight of residual oil from differential vaporization or separator test (zero-flash) |  | RTM-RFA-01-04-04 | 11700
RESERVOIR | Reservoir Fluid Analysis | ANALYSIS | Oil Reservoir Fluid Analysis (Subsurface samples) | Compositional analysis of reservoir fluid |  | RTM-RFA-01-04-05 | 11700
RESERVOIR | Reservoir Fluid Analysis | ANALYSIS | Oil Reservoir Fluid Analysis (Subsurface samples) | Viscosity of reservoir fluid and calculated gas viscosities at reservoir temperature |  | RTM-RFA-01-05-01 | 58500
RESERVOIR | Reservoir Fluid Analysis | ANALYSIS | Oil Reservoir Fluid Analysis (Subsurface samples) | Density measurement of fluids at reservoir conditions |  | RTM-RFA-01-06-01 | 13800
RESERVOIR | Reservoir Fluid Analysis | ANALYSIS | Oil Reservoir Fluid Analysis (Subsurface samples) | Each additional pressure and temperature stage |  | RTM-RFA-01-06-02 | 13800
RESERVOIR | Reservoir Fluid Analysis | ANALYSIS | Oil Reservoir Fluid Analysis (Subsurface samples) | Single-stage separator test (one pressure stage and stock tank) at laboratory temperature |  | RTM-RFA-01-07-01 | 20300
RESERVOIR | Reservoir Fluid Analysis | ANALYSIS | Oil Reservoir Fluid Analysis (Subsurface samples) | Each additional pressure stage for multi-stage separator test at laboratory temperature |  | RTM-RFA-01-07-03 | 11700
RESERVOIR | Reservoir Fluid Analysis | ANALYSIS | Oil Reservoir Fluid Analysis (Recombination of separator oil and gas) | Determination sampling bottle opening pressure, liquid and air content of samples at room temperature |  | RTM-RFA-02-01-01 | 11700
RESERVOIR | Reservoir Fluid Analysis | ANALYSIS | Oil Reservoir Fluid Analysis (Recombination of separator oil and gas) | Physical recombination of separator oil and gas to any specified gas/oil ratio or saturation pressure.The recombined sample produced from separator products is subjected to the same analysis for subsurface samples. |  | RTM-RFA-02-03-00 | 35800
RESERVOIR | Reservoir Fluid Analysis | ANALYSIS | Condensate Reservoir Fluid Analysis (Recombination of Separator Liquid and Gas) | Gas and Condensate sampling at separator conditions |  | RTM-RFA-03-00-00 | 11700
RESERVOIR | Reservoir Fluid Analysis | ANALYSIS | Condensate Reservoir Fluid Analysis (Recombination of Separator Liquid and Gas) | Gas and Condensate sampling at separator conditions (extra pressurizied) |  | RTM-RFA-03-00-01 | 192400
RESERVOIR | Reservoir Fluid Analysis | ANALYSIS | Condensate Reservoir Fluid Analysis (Recombination of Separator Liquid and Gas) | Determination of sampling bottle opening pressure, liquid and air content of samples at room temperature |  | RTM-RFA-03-01-01 | 11700
RESERVOIR | Reservoir Fluid Analysis | ANALYSIS | Condensate Reservoir Fluid Analysis (Recombination of Separator Liquid and Gas) | Determination of saturation pressure of separator oil sample at room temperature |  | RTM-RFA-03-01-02 | 11700
RESERVOIR | Reservoir Fluid Analysis | ANALYSIS | Condensate Reservoir Fluid Analysis (Recombination of Separator Liquid and Gas) | Compositional analysis of separator liquid |  | RTM-RFA-03-02-01 | 24300
RESERVOIR | Reservoir Fluid Analysis | ANALYSIS | Condensate Reservoir Fluid Analysis (Recombination of Separator Liquid and Gas) | Compositional analysis of separator gas |  | RTM-RFA-03-02-02 | 11700
RESERVOIR | Reservoir Fluid Analysis | ANALYSIS | Condensate Reservoir Fluid Analysis (Recombination of Separator Liquid and Gas) | Physical recombination of separator liquid and gas to any specified gas/oil ratio or saturation pressure |  | RTM-RFA-03-03-00 | 35800
RESERVOIR | Reservoir Fluid Analysis | ANALYSIS | Condensate Reservoir Fluid Analysis (Recombination of Separator Liquid and Gas) | Pressure-volume relations of reservoir fluid at reservoir temperature, including determination of retrograde dew-point pressure and a number of two-phase volumes volumes below retrograde dew point pressure |  | RTM-RFA-03-04-00 | 60800
RESERVOIR | Reservoir Fluid Analysis | ANALYSIS | Condensate Reservoir Fluid Analysis (Recombination of Separator Liquid and Gas) | Determination of retrograde liquid accumulation at various pressures below dew point pressure down to atmospheric pressure |  | RTM-RFA-03-05-00 | 43000
RESERVOIR | Reservoir Fluid Analysis | ANALYSIS | Condensate Reservoir Fluid Analysis (Recombination of Separator Liquid and Gas) | Constant volume depletion study at reservoir temperature including supercompressibility of produced gas, retrograde liquid volume percent remained and percent produced of original hydrocarbons in place |  | RTM-RFA-03-06-00 | 303800
RESERVOIR | Reservoir Fluid Analysis | ANALYSIS | Condensate Reservoir Fluid Analysis (Recombination of Separator Liquid and Gas) | Calculated gas viscosity versus pressure at reservoir temperature |  | RTM-RFA-03-07-00 | 11700
RESERVOIR | Reservoir Fluid Analysis | ANALYSIS | Condensate Reservoir Fluid Analysis (Recombination of Separator Liquid and Gas) | Compressibility factor of reservoir fluid at reservoir temperature between reservoir pressure and dew point pressure |  | RTM-RFA-03-08-00 | 24300
RESERVOIR | Reservoir Fluid Analysis | ANALYSIS | Condensate Reservoir Fluid Analysis (Recombination of Separator Liquid and Gas) | Adjustment of recombined reservoir fluid sample to any specified dew-point pressure or gas-liquid ratio |  | RTM-RFA-03-09-00 | 35800
RESERVOIR | Reservoir Fluid Analysis | ANALYSIS | Gas PVT Test | Supercompressibility factor (gas deviation factor) (Z-factor) and gas formation volume factor at reservoir temperature |  | RTM-RFA-04-01-01 | 35800
RESERVOIR | Reservoir Fluid Analysis | ANALYSIS | Gas PVT Test | For Each additional temperature |  | RTM-RFA-04-01-02 | 11700
RESERVOIR | Reservoir Fluid Analysis | ANALYSIS | Miscibility Test | Miscibility test (at 4 different pressure levels) |  | RTM-RFA-05-01-01 | 303800
RESERVOIR | Reservoir Fluid Analysis | ANALYSIS | Miscibility Test | For Each additional pressure |  | RTM-RFA-05-01-02 | 72300
RESERVOIR | Reservoir Fluid Analysis | ANALYSIS | Hydrate Formation Characteristics | Hydrate formation test (at 7 different temperatures) |  | RTM-RFA-06-01-01 | 241000
RESERVOIR | Reservoir Fluid Analysis | ANALYSIS | Hydrate Formation Characteristics | For Each additional temperature |  | RTM-RFA-06-01-02 | 24300
RESERVOIR | Reservoir Fluid Analysis | ANALYSIS | Hydrate Formation Characteristics | Preventation of hydrate formation with the addition of chemicals |  | RTM-RFA-06-02-01 | 241000
RESERVOIR | Reservoir Fluid Analysis | ANALYSIS | Hydrate Formation Characteristics | For Each additional temperature |  | RTM-RFA-06-02-02 | 24300
RESERVOIR | Reservoir Fluid Analysis | ANALYSIS | Phase Behaviour Studies | Bubble point and dew point determinations at a specified temperature |  | RTM-RFA-07-01-01 | 42500
RESERVOIR | Reservoir Fluid Analysis | ANALYSIS | Phase Behaviour Studies | For Each additional temperature |  | RTM-RFA-07-01-02 | 24300
RESERVOIR | Reservoir Fluid Analysis | ANALYSIS | Phase Behaviour Studies | Determination of quality lines together with bubble point and dew point determinations at a specified temperature |  | RTM-RFA-07-02-01 | 60800
RESERVOIR | Reservoir Fluid Analysis | ANALYSIS | Phase Behaviour Studies | For Each additional temperature |  | RTM-RFA-07-02-02 | 24300
RESERVOIR | Reservoir Fluid Analysis | ANALYSIS | Determination of Asphaltene Deposition | Determination of Asphaltene Deposition Pressure at Reservoir Conditions (Gravimetric) |  | RTM-RFA-08-01-01 | 192400
RESERVOIR | Reservoir Fluid Analysis | ANALYSIS | Additional Services | Swelling analysis at reservoir conditions |  | RTM-RFA-09-01-01 | 123900
RESERVOIR | Reservoir Fluid Analysis | SIMULATION | Additional Services | PVT Simulation with reservoir compositions |  | RTM-RFA-10-01-01 | 37900
RESERVOIR | Reservoir Fluid Analysis Notes | NOTES | Additional Services | NOTES: All reservoir fluid (PVT), core and EOR analyses performed are subject to additional charges described below. 1) Add 1 % per 100 psig for reservoir pressures in excess of 5000 psig. 2) Add 25 % for studies where the reservoir temperature is 200 - 250 oF. 3) Add 50 % for studies where the working temperature is 250 - 300 oF. 4) Add 100 % for studies where the working temperature is 300 - 350 oF. 5) For temperature above 350 oF, please request price quotation. 6) Add 25 % for studies where the working temperature is 70 - 50 oF. 7) Add 50 % for studies where the working temperature is below 50 oF. 8) For heavy oils, price increases are as follows: a) 21.9 - 15.0 oAPI plus 25 % b) 14.9 - 10.0 oAPI plus 50 % c) 9.9 - or lower oAPI Plus 100 % |  | RTM-RFA-11-01-00 | by quotation
PRODUCTION | Corrosion Services | ANALYSIS | Corrosion Inhibitor and Material Performance Testing | Electrochemical medhods with gas (CO2/H2S) purge: anodic, cathodic and cyclic polarisation at fixed concentration including the blank, Each For temperatures above the ambient temperature there will be a 20 % surcharge for the above tests. | ASTM G3 ASTM G5 | UTM-CS-03-05-00 | 21600
PRODUCTION | Corrosion Services | ANALYSIS | Scale Inhibitor Performance Testing | Scale inhibitor CaCO3 and CaSO4 precipitation tests, static | NACE TM 0374 | UTM-CS-04-01-00 | 20300
PRODUCTION | Gas Analysis by Gas Chromatograpy | ANALYSIS | Gas Analysis by Gas Chromatograpy (GA) | Analysis of natural gas; C1-C6 (including N2, CO2, H2, Argon and calculation of upper heating value, Wobbe index etc.) | TÜRKAK TS EN ISO/IEC 17025 ASTM D 1945 | UTM-GA-01-01-00 | 24300
PRODUCTION | Gas Analysis by Gas Chromatograpy | ANALYSIS | Gas Analysis by Gas Chromatograpy (GA) | Determination of Sulfur Compounds in Natural Gas and Gaseous Fuels | ASTM D 5504 | UTM-GA-01-02-00 | 22300
PRODUCTION | Miscellaneous Analysis | ANALYSIS | Miscellaneous Analysis | Chemical analysis of sodium hydroxide (Purity, 5% solution pH, % CO3, % Cl, SO4, Fe, solubility) | ASTM E 291 | UTM-MA-01-01-00 | 20300
PRODUCTION | Miscellaneous Analysis | ANALYSIS | Miscellaneous Analysis | Potassium hidroxide purity analysis | ASTM E 291 | UTM-MA-01-02-00 | 5400
PRODUCTION | Miscellaneous Analysis | ANALYSIS | Miscellaneous Analysis | Calcium chloride (CaCl2) purity analysis | TS 3040 | UTM-MA-01-04-00 | 13500
PRODUCTION | Miscellaneous Analysis | ANALYSIS | Miscellaneous Analysis | Sodium chloride (NaCl) purity analysis | TS 11079 | UTM-MA-01-05-00 | 10800
PRODUCTION | Miscellaneous Analysis | ANALYSIS | Miscellaneous Analysis | Potassium chloride (KCl) purity analysis |  | UTM-MA-01-06-00 | 5400
PRODUCTION | Miscellaneous Analysis | ANALYSIS | Miscellaneous Analysis | Silica Flour purity analysis (Gravymetric, by XRF) | TS EN 15309 | UTM-MA-01-07-00 | 3200
PRODUCTION | Miscellaneous Analysis | ANALYSIS | Miscellaneous Analysis | Citric Acid purity analysis | ASTM D 2790 | UTM-MA-01-08-00 | 5400
PRODUCTION | Miscellaneous Analysis | ANALYSIS | Miscellaneous Analysis | Acetic Acid purity analysis | ASTM D 2790 | UTM-MA-01-09-00 | 5400
PRODUCTION | Miscellaneous Analysis | ANALYSIS | Miscellaneous Analysis | Determination of flow properties (for Each temperature value), Anton Paar MCR 92 Reometre |  | UTM-MA-01-10-00 | 3400
PRODUCTION | Miscellaneous Analysis | ANALYSIS | Miscellaneous Analysis | Density-Sp.gravity of triethylene glycol (TEG) | ASTM D 4052 | UTM-MA-01-11-04 | 800
PRODUCTION | Miscellaneous Analysis | ANALYSIS | Miscellaneous Analysis | Water content of triethylene glycol (TEG) | ASTM D 6304 | UTM-MA-01-11-05 | 2200
PRODUCTION | Miscellaneous Analysis | ANALYSIS | Miscellaneous Analysis | Ash, triethylene glycol (TEG) | ASTM D 482 | UTM-MA-01-11-07 | 1200
PRODUCTION | Miscellaneous Analysis | ANALYSIS | Miscellaneous Analysis | Sodium bicarbonate (NaHCO3) purity analysis | TS 1282 | UTM-MA-01-12-00 | 9500
PRODUCTION | Miscellaneous Analysis | ANALYSIS | Miscellaneous Analysis | Sodium carbonate (Na2CO3) purity analysis | TS 525 | UTM-MA-01-13-00 | 9500
PRODUCTION | Miscellaneous Analysis | ANALYSIS | Miscellaneous Analysis | Biocide Performance Test | Bart Test Kit Yöntemi | UTM-MA-01-14-00 | 13500
PRODUCTION | Miscellaneous Analysis | ANALYSIS | Miscellaneous Analysis | Organic content of sludges / deposits / scales by soxhlet extraction |  | UTM-MA-01-16-00 | 5400
PRODUCTION | Miscellaneous Analysis | ANALYSIS | Miscellaneous Analysis | Mineral analysis by XRF | TS EN 15309 | UTM-MA-01-17-00 | 6100
PRODUCTION | Miscellaneous Analysis | SAMPLE PREPARATION | Miscellaneous Analysis | Preparation of the sample for analysis (Pellet, Each) |  | UTM-MA-01-18-00 | 1000
PRODUCTION | Miscellaneous Analysis | SAMPLE PREPARATION | Miscellaneous Analysis | Preparation of the sample for analysis (Fusion, Each) |  | UTM-MA-01-18-01 | 2000
PRODUCTION | Miscellaneous Analysis | ANALYSIS | Miscellaneous Analysis | Sample preperation by microwave digestion |  | UTM-MA-01-19-00 | 9500
PRODUCTION | Miscellaneous Analysis | ANALYSIS | Miscellaneous Analysis | FTIR Analysis |  | UTM-MA-01-20-00 | 4100
PRODUCTION | Petroleum Product Tests | ANALYSIS | Diesel Fuel | Density | TÜRKAK TS EN ISO/IEC 17025 ASTM D 4052 TS EN ISO 12185 | UTM-PPT-01-01-00 | 1400
PRODUCTION | Petroleum Product Tests | ANALYSIS | Diesel Fuel | Flash point, °C, Pensky Martens closed cup | TÜRKAK TS EN ISO/IEC 17025 ASTM D 93 TS EN ISO 2719 | UTM-PPT-01-02-00 | 2000
PRODUCTION | Petroleum Product Tests | ANALYSIS | Diesel Fuel | Atmospheric distillation | TÜRKAK TS EN ISO/IEC 17025 ASTM D 86 TS EN ISO 3405 | UTM-PPT-01-03-00 | 2700
PRODUCTION | Petroleum Product Tests | ANALYSIS | Diesel Fuel | Viscosity-kinematic, cst | TÜRKAK TS EN ISO/IEC 17025 ASTM D 445 TS EN ISO 3104 | UTM-PPT-01-04-00 | 1900
PRODUCTION | Petroleum Product Tests | ANALYSIS | Diesel Fuel | Cold filter plugging point, oC | TÜRKAK TS EN ISO/IEC 17025 IP 309 TS EN 116 | UTM-PPT-01-05-00 | 2300
PRODUCTION | Petroleum Product Tests | ANALYSIS | Diesel Fuel | Water content, % m/m, (Karl Fischer-coulometric) | TÜRKAK TS EN ISO/IEC 17025 ASTM D 6304 TS 6147 EN ISO 12937 | UTM-PPT-01-06-00 | 2000
PRODUCTION | Petroleum Product Tests | ANALYSIS | Diesel Fuel | Low sulphur content, ppm | TÜRKAK TS EN ISO/IEC 17025 TS EN ISO 20846 | UTM-PPT-01-08-02 | 2400
PRODUCTION | Petroleum Product Tests | ANALYSIS | Diesel Fuel | Cetane index, by calculation (Distillation and density price included) | TÜRKAK TS EN ISO/IEC 17025 ASTM D 4737 TS EN ISO 4264 | UTM-PPT-01-09-00 | 3400
PRODUCTION | Petroleum Product Tests | ANALYSIS | Diesel Fuel | Determination of particular contaminant | TÜRKAK TS EN ISO/IEC 17025 ASTM D 2276 TS EN 12662 | UTM-PPT-01-10-00 | 3800
PRODUCTION | Petroleum Product Tests | ANALYSIS | Diesel Fuel | Oxidation stability | TÜRKAK TS EN ISO/IEC 17025 ASTM D 2274 TS EN ISO 12205 | UTM-PPT-01-11-00 | 5400
PRODUCTION | Petroleum Product Tests | ANALYSIS | Diesel Fuel | Carbon residue-Micro method, wt%, | ASTM D 4530 TS 6148 EN ISO 10370 | UTM-PPT-01-12-00 | 2700
PRODUCTION | Petroleum Product Tests | ANALYSIS | Diesel Fuel | Ash content, wt % | TÜRKAK TS EN ISO/IEC 17025 ASTM D 482 TS EN ISO 6245 | UTM-PPT-01-14-00 | 3400
PRODUCTION | Petroleum Product Tests | ANALYSIS | Diesel Fuel | Copper strip corrosion | TÜRKAK TS EN ISO/IEC 17025 ASTM D 130 TS 2741 EN ISO 2160 | UTM-PPT-01-15-00 | 2400
PRODUCTION | Petroleum Product Tests | ANALYSIS | Diesel Fuel | Pour point, °C | ASTM D 97 TS 1233 ISO 3016 | UTM-PPT-01-16-00 | 2000
PRODUCTION | Petroleum Product Tests | ANALYSIS | Diesel Fuel | Assessment of lubricity | TS EN ISO 12156-1 | UTM-PPT-01-20-00 | 12200
PRODUCTION | Petroleum Product Tests | ANALYSIS | Diesel Fuel | Bacterial Contamination | ASTM D 7978 IP 385 | UTM-PPT-01-21-00 | 33800
PRODUCTION | Petroleum Product Tests | ANALYSIS | Lubricating Oil | Density | ASTM D 4052 TS EN ISO 12185 | UTM-PPT-04-01-00 | 1400
PRODUCTION | Petroleum Product Tests | ANALYSIS | Lubricating Oil | Viscosity-kinematic, cst, 40 °C | ASTM D 445 TS EN ISO 3104 | UTM-PPT-04-04-01 | 1900
PRODUCTION | Petroleum Product Tests | ANALYSIS | Lubricating Oil | Viscosity-kinematic, cst, 100 °C | ASTM D 445 TS EN ISO 3104 | UTM-PPT-04-04-02 | 1900
PRODUCTION | Petroleum Product Tests | ANALYSIS | Lubricating Oil | Viscosity Index (It’s free if it is requested together with the anlayses of kinematic viscosity at 40 °C or 100 °C) | ASTM D 2270 | UTM-PPT-04-04-03 | 3400
PRODUCTION | Petroleum Product Tests | ANALYSIS | Lubricating Oil | Pour point, °C | ASTM D 97 TS 1233 EN 3016 | UTM-PPT-04-05-00 | 2000
PRODUCTION | Petroleum Product Tests | ANALYSIS | Lubricating Oil | Copper strip corrosion | ASTM D 130 TS 2741 EN ISO 2160 | UTM-PPT-04-09-00 | 2400
PRODUCTION | Petroleum Analysis | ANALYSIS | Petroleum Analysis (PT) | Density | ASTM D 4052 TS EN ISO 12185 | UTM-PT-01-01-00 | 1400
PRODUCTION | Petroleum Analysis | ANALYSIS | Petroleum Analysis (PT) | API gravity, @ 60 °F | ASTM D 4052 | UTM-PT-01-02-00 | 1400
PRODUCTION | Petroleum Analysis | ANALYSIS | Petroleum Analysis (PT) | Water and Sediment, vol % | ASTM D 4007 TS 1150 ISO 9030 | UTM-PT-01-03-00 | 3400
PRODUCTION | Petroleum Analysis | ANALYSIS | Petroleum Analysis (PT) | Total sulphur, by XRF, ppm | IP 336 TS EN ISO 8754 | UTM-PT-01-04-01 | 2700
PRODUCTION | Petroleum Analysis | ANALYSIS | Petroleum Analysis (PT) | Viscosity-kinematic, cst | ASTM D 445 | UTM-PT-01-05-00 | 1900
PRODUCTION | Petroleum Analysis | ANALYSIS | Petroleum Analysis (PT) | Pour point, °C | ASTM D 97 | UTM-PT-01-06-00 | 2000
PRODUCTION | Petroleum Analysis | ANALYSIS | Petroleum Analysis (PT) | Acid number | ASTM D 664 | UTM-PT-01-07-00 | 5400
PRODUCTION | Petroleum Analysis | ANALYSIS | Petroleum Analysis (PT) | Parafin wax content, wt % | UOP-A-46 | UTM-PT-01-08-00 | 6800
PRODUCTION | Petroleum Analysis | ANALYSIS | Petroleum Analysis (PT) | Asphaltenes, wt % | ASTM D 6560 IP-143 | UTM-PT-01-09-00 | 6800
PRODUCTION | Petroleum Analysis | ANALYSIS | Petroleum Analysis (PT) | Salt content, lb/1000 bbl | ASTM D 3230 | UTM-PT-01-10-00 | 6800
PRODUCTION | Petroleum Analysis | ANALYSIS | Petroleum Analysis (PT) | Ash content, wt % | ASTM D 482 TS EN ISO 6245 | UTM-PT-01-12-00 | 3400
PRODUCTION | Petroleum Analysis | ANALYSIS | Petroleum Analysis (PT) | Element analysis (Ni-V), by ICP-OES | EPA Method 200.7 | UTM-PT-01-18-00 | 13500
PRODUCTION | Water Analysis | ANALYSIS | Formation / Oilfield / Injection Waters | Complete Analysis (Ca, Mg, Fe, Na, K, Cl, SO4, CO3, HCO3, *pH, *conductivity, spesific gravity, TDS, stiff diagram) | TÜRKAK TS EN ISO/IEC 17025 API RP 45 *TS EN ISO 10523 *TS 9748 EN 27888 | UTM-WA-01-01-00 | 27000
PRODUCTION | Water Analysis | ANALYSIS | Formation / Oilfield / Injection Waters | Elemental analysis by ICP-OES, Each Element | EPA Method 200.7 | UTM-WA-01-03-01 | 2000
PRODUCTION | Water Analysis | ANALYSIS | Formation / Oilfield / Injection Waters | pH, Eh ; Each | TÜRKAK TS EN ISO/IEC 17025 API RP 45 *TS EN ISO 10523 | UTM-WA-01-05-00 | 2700
PRODUCTION | Water Analysis | ANALYSIS | Formation / Oilfield / Injection Waters | Spesific gravity | API RP 45 | UTM-WA-01-06-00 | 2700
PRODUCTION | Water Analysis | ANALYSIS | Formation / Oilfield / Injection Waters | Alkalinity (OH, CO3, HCO3) /Acidity; Each | API RP 45 | UTM-WA-01-07-00 | 2700
PRODUCTION | Water Analysis | ANALYSIS | Formation / Oilfield / Injection Waters | Chlorine / Salinity (as NaCl) | API RP 45 | UTM-WA-01-08-00 | 2700
PRODUCTION | Water Analysis | ANALYSIS | Formation / Oilfield / Injection Waters | Sulphate content, ppm (gravimetric, Hach ppm) | Hach Method 10248 | UTM-WA-01-10-00 | 2700
PRODUCTION | Water Analysis | ANALYSIS | Formation / Oilfield / Injection Waters | Conductivity / Resistivity | TÜRKAK TS EN ISO/IEC 17025 API RP 45 TS 9748 EN 27888 | UTM-WA-01-11-00 | 2700
PRODUCTION | Water Analysis | ANALYSIS | Formation / Oilfield / Injection Waters | Total desolved substance (TDS), by vaporization | API RP 45 | UTM-WA-01-13-00 | 2700
PRODUCTION | Water Analysis | ANALYSIS | Formation / Oilfield / Injection Waters | Total suspended solids (TSS), by filtration | API RP 45 | UTM-WA-01-14-00 | 4100
PRODUCTION | Water Analysis | ANALYSIS | Formation / Oilfield / Injection Waters | Sulphite content, ppm (Hach methods, Chemets kit) | Hach LCK 654 | UTM-WA-01-15-00 | 2000
PRODUCTION | Water Analysis | ANALYSIS | Formation / Oilfield / Injection Waters | Chloride content, ppm, (Hach method, Chemets kit) | Hach Method 8021 | UTM-WA-01-16-00 | 2000
PRODUCTION | Water Analysis | ANALYSIS | Formation / Oilfield / Injection Waters | Dissolved oxygen, ppm (Colorimetric, Chemets kit ) | CHEMets Test Kit | UTM-WA-01-17-00 | 2000
PRODUCTION | Water Analysis | ANALYSIS | Formation / Oilfield / Injection Waters | Dissolved carbondioxide, ppm (Titrimetric, Chemets kit) | CHEMets Test Kit | UTM-WA-01-18-00 | 2000
PRODUCTION | Water Analysis | ANALYSIS | Formation / Oilfield / Injection Waters | Total dissolved sulphide, ppm (Colorimetric Chemets kit ) | CHEMets Test Kit | UTM-WA-01-19-00 | 2000
PRODUCTION | Water Analysis | ANALYSIS | Formation / Oilfield / Injection Waters | Turbidity (spectrophotometric) Hach methods | Hach Method 8237 | UTM-WA-01-22-00 | 2000
PRODUCTION | Water Analysis | ANALYSIS | Formation / Oilfield / Injection Waters | Bacterial test (SRB, IRB, APB, Each) | SRB-BART™1 APB-BART™1 IRB-BART™1 | UTM-WA-01-24-00 | 9500
PRODUCTION | Water Analysis | ANALYSIS | Formation / Oilfield / Injection Waters | Chemical oxygen demand (COD) (Hach methods) | Hach LCK014 Hach LCK114 | UTM-WA-02-02-00 | 4100
PRODUCTION | Water Analysis | ANALYSIS | Formation / Oilfield / Injection Waters | Nitrates (Hach Methods) | Hach Method 8039 | UTM-WA-02-03-00 | 2000
PRODUCTION | Water Analysis | ANALYSIS | Formation / Oilfield / Injection Waters | Nitrites (Spectroscopic methods) | Hach Method 8507 | UTM-WA-02-04-00 | 2000
PRODUCTION | Water Analysis | ANALYSIS | Formation / Oilfield / Injection Waters | Amonium (Hach Methods) | Hach Method 8155 | UTM-WA-02-05-00 | 2700
PRODUCTION | Water Analysis | ANALYSIS | Formation / Oilfield / Injection Waters | Phosphates, Each (Hach Methods) | Hach Method 8048 | UTM-WA-02-06-00 | 2700
PRODUCTION | Water Analysis | ANALYSIS | Formation / Oilfield / Injection Waters | Phenol | Hach Method 8047 | UTM-WA-02-07-00 | 4100
PRODUCTION | Water Analysis | ANALYSIS | Formation / Oilfield / Injection Waters | Cyanide (Hach Methods) | Hach Method 8027 | UTM-WA-02-08-00 | 4100
PRODUCTION | Water Analysis | ANALYSIS | Formation / Oilfield / Injection Waters | Iodine (Hach Methods) | Hach Method 8031 | UTM-WA-02-09-00 | 2700
PRODUCTION | Water Analysis | ANALYSIS | Formation / Oilfield / Injection Waters | Fluorine (Hach Methods) | Hach Method 8029 | UTM-WA-02-10-00 | 2700
PRODUCTION | Water Analysis | ANALYSIS | Formation / Oilfield / Injection Waters | Bromine (Hach Methods) | Hach Method 8016 | UTM-WA-02-11-00 | 2700
PRODUCTION | Water Analysis | ANALYSIS | Formation / Oilfield / Injection Waters | Total hardness (FS, AS or CaCO3) | ASTM D 1126-02 Titrimetrik | UTM-WA-02-12-01 | 1400
PRODUCTION | Water Analysis | ANALYSIS | Formation / Oilfield / Injection Waters | Calcium hardness, FS, AS or CaCO3 | ASTM D 1126-02 Titrimetrik | UTM-WA-02-12-02 | 1400
PRODUCTION | Water Analysis | ANALYSIS | Formation / Oilfield / Injection Waters | Magnesium hardness, FS, AS or CaCO3 | ASTM D 1126-02 Titrimetrik | UTM-WA-02-12-03 | 1400
PRODUCTION | Water Analysis | ANALYSIS | Formation / Oilfield / Injection Waters | Irrigation waters classification ( RSC, SAR, B, Na, Ca, Mg, K, HCO3, CO3, Cl, SO4, PH, conductivity, % Na) | TS 7739 | UTM-WA-02-14-00 | 27000
PRODUCTION | Water Analysis | ANALYSIS | Water Injection Quality Tests | Calculation of scale formation tendency, Oddo-Tomson method |  | UTM-WA-03-02-00 | 6800
PRODUCTION | Water Analysis | ANALYSIS | Water Injection Quality Tests | Corrosion Test / Inhibitor Performance Test (Weight Loss Method) | ASTM G1 | UTM-WA-03-06-00 | 5400
PRODUCTION | Miscellaneous Analysis | ANALYSIS | Liquid Chromatography Analysis (LC) | HPLC and tracer etc. concentration analysis of chemicals (each sample) |  | UTM-LC-01-01-00 | 3400
PRODUCTION | Miscellaneous Analysis | SAMPLE PREPARATION | Liquid Chromatography Analysis (LC) | Sample preparation for analysis by HPLC (each sample) |  | UTM-LC-01-01-01 | 1400
PRODUCTION | Well Stimulation Services | ANALYSIS | Formation Rock Testing | Acid solubility (HCI, mud-acid); Each |  | UTM-WS-01-01-00 | 2500
PRODUCTION | Well Stimulation Services | ANALYSIS | Formation Fluid Testing and Design | Emulsion presence test | API RP 42 | UTM-WS-02-01-00 | 6100
PRODUCTION | Well Stimulation Services | ANALYSIS | Formation Fluid Testing and Design | Sludge presence test | API RP 42 | UTM-WS-02-02-00 | 10100
PRODUCTION | Well Stimulation Services | DESIGN | Acidizing Treatment Design | Computer simulation of acidizing job and stimulation liquid recipe preperation |  | UTM-WS-03-01-00 | 25300
PRODUCTION | Well Stimulation Services | ANALYSIS | Analysis of Additives Used in Well Stimulation | Acid corrosion inhibitor performance test (HTHP Corrosion Tester) |  | UTM-WS-04-01-00 | 17200
PRODUCTION | Well Stimulation Services | ANALYSIS | Analysis of Additives Used in Well Stimulation | Performance tests of gel-forming additive (at each concentration) |  | UTM-WS-04-02-00 | 5400
PRODUCTION | Well Stimulation Services | ANALYSIS | Analysis of Additives Used in Well Stimulation | Performance tests of iron stabilizing additive (at each concentration) |  | UTM-WS-04-03-00 | 5400
PRODUCTION | Well Stimulation Services | ANALYSIS | Analysis of Additives Used in Well Stimulation | Performance tests of surface tension reducing additive (at each concentration) |  | UTM-WS-04-04-00 | 5400
PRODUCTION | Well Stimulation Services | ANALYSIS | Analysis of Additives Used in Well Stimulation | Performance tests of emulsion breaker additive (at each concentration) |  | UTM-WS-04-05-00 | 5400
PRODUCTION | Well Stimulation Services | ANALYSIS | Analysis of Additives Used in Well Stimulation | Performance tests of the anti-sludge additive (at each concentration) |  | UTM-WS-04-06-00 | 5400
PRODUCTION | Well Stimulation Services | ANALYSIS | Analysis of Additives Used in Well Stimulation | Compatibility testing of chemicals to be applied on-site with formation/drilling fluids (for each ratio) |  | UTM-WS-05-01-00 | 4100
PRODUCTION | WSC Cabin | CABIN RENTAL | Offshore - WSC Analyses | Well Site Chemisty (WSC) Cabin (Daily) (During Operation) |  | UTM-WSC-01-01-00 | 17200
PRODUCTION | WSC Cabin | CABIN RENTAL | Offshore - WSC Analyses | Well Site Chemisty (WSC) Cabin (Daily) (Stand-By) |  | UTM-WSC-01-01-01 | 17200
PRODUCTION | Gas Analyses | DEVICE RENTAL | Offshore - WSC Analyses | Gas Chromatography (Daily) (During Operation) |  | UTM-WSC-02-01-00 | 24300
PRODUCTION | Gas Analyses | DEVICE RENTAL | Offshore - WSC Analyses | Gas Chromatography (Daily) (Stand-By) |  | UTM-WSC-02-01-01 | 17200
PRODUCTION | Gas Analyses | DEVICE RENTAL | Offshore - WSC Analyses | Pylon Radon Analyzer (Daily) (During Operation) |  | UTM-WSC-02-02-00 | 17200
PRODUCTION | Gas Analyses | DEVICE RENTAL | Offshore - WSC Analyses | Pylon Radon Analyzer (Daily) (Stand-By) |  | UTM-WSC-02-02-01 | 8600
PRODUCTION | Gas Analyses | DEVICE RENTAL | Offshore - WSC Analyses | UOP-212 (Daily) (During Operation) |  | UTM-WSC-02-03-00 | 10100
PRODUCTION | Gas Analyses | DEVICE RENTAL | Offshore - WSC Analyses | UOP-212 (Daily) (Stand-By) |  | UTM-WSC-02-03-01 | 7100
PRODUCTION | Gas Analyses | DEVICE RENTAL | Offshore - WSC Analyses | Sir Galahad Mercury Analyzer (Daily) (During Operation) |  | UTM-WSC-02-04-00 | 17200
PRODUCTION | Gas Analyses | DEVICE RENTAL | Offshore - WSC Analyses | Sir Galahad Mercury Analyzer (Daily) (Stand-By) |  | UTM-WSC-02-04-01 | 8100
PRODUCTION | Gas Analyses | DEVICE RENTAL | Offshore - WSC Analyses | Pressure Letdown System (Daily) (During Operation) |  | UTM-WSC-02-05-00 | 17200
PRODUCTION | Gas Analyses | DEVICE RENTAL | Offshore - WSC Analyses | Pressure Letdown System (Daily) (Stand-By) |  | UTM-WSC-02-05-01 | 8600
PRODUCTION | Water Analyses | DEVICE RENTAL | Offshore - WSC Analyses | Rotational Evaporator (Daily) (During Operation) |  | UTM-WSC-03-01-00 | 8600
PRODUCTION | Water Analyses | DEVICE RENTAL | Offshore - WSC Analyses | Rotational Evaporator (Daily) (Stand-By) |  | UTM-WSC-03-01-01 | 6100
PRODUCTION | Water Analyses | DEVICE RENTAL | Offshore - WSC Analyses | Metrohm Potensiometric Titrator (Daily) (During Operation) |  | UTM-WSC-03-02-00 | 17200
PRODUCTION | Water Analyses | DEVICE RENTAL | Offshore - WSC Analyses | Metrohm Potensiometric Titrator (Daily) (Stand-By) |  | UTM-WSC-03-02-01 | 8600
PRODUCTION | Water Analyses | DEVICE RENTAL | Offshore - WSC Analyses | Hach DR6000 or DR3900 (Daily) (During Operation) |  | UTM-WSC-03-03-00 | 6100
PRODUCTION | Water Analyses | DEVICE RENTAL | Offshore - WSC Analyses | Hach DR6000 or DR3900 (Daily) (Stand-By) |  | UTM-WSC-03-03-01 | 2000
PRODUCTION | Water Analyses | DEVICE RENTAL | Offshore - WSC Analyses | Hach HQ40D (Daily) (During Operation) |  | UTM-WSC-03-04-00 | 4100
PRODUCTION | Water Analyses | DEVICE RENTAL | Offshore - WSC Analyses | Hach HQ40D (Daily) (Stand-By) |  | UTM-WSC-03-04-01 | 2000
PRODUCTION | Water Analyses | DEVICE RENTAL | Offshore - WSC Analyses | Hach Turbidimeter (Daily) (During Operation) |  | UTM-WSC-03-05-00 | 4100
PRODUCTION | Water Analyses | DEVICE RENTAL | Offshore - WSC Analyses | Hach Turbidimeter (Daily) (Stand-By) |  | UTM-WSC-03-05-01 | 2000
PRODUCTION | Water Analyses | DEVICE RENTAL | Offshore - WSC Analyses | Hach ThermoReactor (Daily) (During Operation) |  | UTM-WSC-03-06-00 | 4100
PRODUCTION | Water Analyses | DEVICE RENTAL | Offshore - WSC Analyses | Hach ThermoReactor (Daily) (Stand-By) |  | UTM-WSC-03-06-01 | 2000
PRODUCTION | Water Analyses | DEVICE RENTAL | Offshore - WSC Analyses | Flow Controller (Daily) (During Operation) |  | UTM-WSC-03-07-00 | 4100
PRODUCTION | Water Analyses | DEVICE RENTAL | Offshore - WSC Analyses | Flow Controller (Daily) (Stand-By) |  | UTM-WSC-03-07-01 | 2000
PRODUCTION | Water Analyses | DEVICE RENTAL | Offshore - WSC Analyses | Wet Gas Flowmeter (Daily) (During Operation) |  | UTM-WSC-03-08-00 | 1700
PRODUCTION | Water Analyses | DEVICE RENTAL | Offshore - WSC Analyses | Wet Gas Flowmeter (Daily) (Stand-By) |  | UTM-WSC-03-08-01 | 900

## TRAINING PROGRAMS
CODE | KURS ADI | COURSE DESCRIPTION | PRICE (TL/PERSON) 2026
AKM-01 | TS EN ISO/IEC 17025 Training (1day) | This training program is designed for laboratory accreditation personnel. Participants will be provided with information about the TS EN ISO/IEC 17025 General Requirements for the Competence of Testing and Calibration Laboratories standard. The aim is to ensure an understanding, through both theoretical and practical applications, of the general requirements regarding the competence, impartiality, and consistent operation of testing laboratories, as well as how the Quality Management System to be developed should be structured. | 3900
AKM-02 | TS EN ISO 17025Internal auditor training (1 day) | This training program is designed for laboratory accreditation personnel. Participants will be provided with information on the TS EN ISO/IEC 17025 General Requirements for the Competence of Testing and Calibration Laboratories standard, including expectations for internal audits, auditor criteria, and audit requirements for ensuring the continuity of the quality management system implemented in laboratories. | 3900
STM-KK-01 | Well Control Course | IWCF Certification - Level 3 & 4 Well Control Course (Course Duration : 6 Days) | 41100
STM-KK-02 | Well Control Course | TPAO Certification- Level 3 & 4 Well Control Course (Course Duration : 5 Days) | 33500
STM-KK-03 | Well Control Course | Re-Training and Re-Sit Exam (2 Days Re-Training + 1 day Re-Sit Exam) | 26900
STM-KK-04 | Well Control Course | Re-Training and Re-Sit Exam (1 day Re-training + 1 day Re-Sit Exam) | 16800
STM-KK-05 | Well Control Course | IWCF Certification – Level 5 Well Control Course (Course Duration : 6 Days) | 50500
STM-KK-06 | Well Control Course | IWCF Certification- Level 2 Well Control Course (Course Duration : 5 Days) | 35500
STM-KK-07 | Well Control Course | TPAO Certification- Level 2 Well Control Course (Course Duration : 5 Days) | 28100
STM-KK-08 | Well Control Course | IWCF Re-Sit Exam | 3700
STM-KK-09 | Well Control Course | TPAO Re-Sit Exam | 2700
STM-KK-10 | Applied Drilling Fluids Training | Drilling Fluids Course ( 5 Days) Definitions, Types and Functions of Drilling Fluids, Drilling Fluids Properties and Tests, Lignosulfonate Mud Tests Drilling Fluids and Drilling Problems, KCl/Polymer Mud Tests, Solid Control Equipments, Drilling Fluids Additives Drilling Fluids Contamination Tests, Formation Damage / Air Drilling | 55300
RTM-01 | Core Analysis (Laboratory Training- 2 weeks) | Throughout the training program, participants are involved in laboratory studies which include porosity, permeability, grain density and saturation measurements as routine core analyses and capillary pressure, relative, permeability and wettability measurements as special core analyses. | 130000
RTM-02 | Core Analysis -Test Methods & Applications of Core Data (3 Days) | Training program includes core cleaning and preparation, theory and measurement techniques of porosity, permeability, grain density, electrical resistivity, capillary pressure, relative permeability, wettability and usage of core analysis data in oil industry. | 30000
RTM-03 | Reservoir Fluid (PVT) Analysis (Laboratory Training- 2 weeks) | Throughout the training program, participants are involved in laboratory studies which include constant composition flash gas liberation test, differential gas liberation test, oil viscosity test and separator test measurements. | 130000
RTM-04 | Reservoir Fluid (PVT) Analysis (3 Days) | Training program includes bottomhole or separator sampling of oil, gas and condensates, laboratory tests, fluid properties, determination of physico-chemical properties obtained from constant composition flash gas liberation test, differential gas liberation test, viscosity test and separator test ( bubble point pressure, dew point pressure, oil density, gas-oil ratio, oil formation volume factor, oil viscosity etc. ) as a function of pressure at reservoir temperature, usage of these data in oil industry, evaluation of PVT test data of TPAO fields and a sample test calculation. | 30000
RTM-05 | Enhanced Oil Recovery (EOR) (2 days) | Theoretical training is provided on topics such as EOR techniques (gas injection, chemical injection, thermal EOR and other techniques), criteria for selecting these techniques, preliminary laboratory tests before application of the techniques and interpretation of the results. | 30000
UTM-01 | Corrosion Control in Oil and Gas Production (2 Days) | This program is specifically designed for professionals in oil and gas exploration and production, providing comprehensive training on corrosion fundamentals, its causes, and the various types encountered in oil and gas operations. Participants will gain insight into the factors influencing corrosion rates, effective corrosion prevention methods and strategies, as well as microbiologically influenced corrosion (MIC) and its mitigation. The program also covers advanced techniques for corrosion monitoring, damage detection, and performance assessment. Additionally, participants will learn about the selection and application of corrosion inhibitors through practical case studies. | 26000
UTM-02 | Matrix Acidizing (3 Days) | This specialized training program is designed for petroleum and chemical engineers, providing advanced knowledge and practical expertise in matrix acidizing. The program delivers a comprehensive understanding of acidizing design principles and the effective application of chemicals in acidizing operations. Core focus areas include formation contamination, application fluid selection, acid system optimization, iron and clay control, chemical diversion techniques, and the critical laboratory studies required for acidizing design. Participants will also receive hands-on training in the design and simulation of acidizing operations using cutting-edge acidizing simulation technology. | 32500
UTM-03 | Oil field Water Treatment (2 Days) | Oil field Water Treatment (2 Days) This training program is intended for participants whose duties include water treatment in oil and gas production. Attendees receive a laboratory training in complete water analyses including bacterial determination and a comprehensive presentation on various effects of water composition on water treatment methods. | 26000
JEO-01 | Organic Geochemistry (3 Days) | Petroleum and Gas Geochemistry (3 Days) This program is intended for exploration and development geologist, geochemist, geophysicists, petroleum engineer and technical personnel. Throught the training program participants are involved in theoretical works and laboratory studies which includes sampling and preparation techniques as well as analyses. The course content mainly includes basic chemistry, source rocks, correlation, organic petrography, reservoir geochemistry, mathematical modelling and petroleum systems. | 52000
JEO-02 | Organic Geochemistry Laboratory Training (3 Days) | Organic Geochemistry Laboratory Training (3 day) This program is intended for chemist and geochemist. Througout the training program participants take place in theoretical works and laboratory studies which includes sample preparation, organic carbon determination, extraction, column chromatography, pyrolysis and kinetic determinations, gas chromatography and gas chromatography-mass spectrometry techniques. | 52000
SED-01 | Applied Lithostratigraphy and Sedimentology on the Tertiary, Mesozoic and Paleozoic Sequences (Autochtoon Units) of Southeast Anatolia Petroleum Region (5 Days) | Applied Lithostratigraphy and Sedimentology on the Tertiary, Mesozoic and Paleozoic Sequences (Autochtoon Units) of Southeast Anatolia Petroleum Region (5 Days) Training progmram for wellsite and project geologists. This program introduces the autochtoon units and formation boundaries via using well-cuttings and core samples that are recovered from wells in SEA. It aims to creat a common language for geologists who are interested in this subject to interprete analyses/studies for well-cuttings and core samples and describe the ways of determination of the formation boundries. | 78000
SED-02 | Fundamental Principles of Clay Mineralogy (XRD) and Applications in Hydrocarbon Exploration (3 Days). | Fundamental Principles of Clay Mineralogy (XRD) and Applications in Hydrocarbon Exploration (3 Days). This course is for geologists, geophysicist and petroleum, physics and chemical engineers. This program covers: classification, formation and usage of clay minerals in petroleum exploration. The course introduces the XRD techniques and methods for analyses of clay minerals; tecnhiques of microanalyses; and their usage in petroleum exploration. | 45500
SED-03 | Fundamental Principles of Scanning Electron Microscope (SEM) and Applications in Hydrocarbon Exploration (2 Days) | Fundamental Principles of Scanning Electron Microscope (SEM) and Applications in Hydrocarbon Exploration (2 Days) This course is for geologists, geophysicist and petroleum, physics and chemical engineers. This program covers: the course introduces SEM/EDS techniques, tecnhiques of microanalyses and their usage in hydrocarbon exploration. | 39000
STR-01 | Biostratigraphy (5 Days) | Biostratigraphy (5 Days) This training program is intended for paleontologists, biostratigraphers and geologists. This program involves theoretical work on taxonomy and morphology of common foraminifera, palynomorphs and nannoplankton. A practical work under microscope is carried out for identification of main microfossils and interpretation of biozones, biofacies, depositional environments, paleogeography and paleobathymetry in stratigraphical framework. | 49700
1. The courses are designed for either general or special participation types according to requests.
2. The course fees are determined by “Analysis, Field, Consultancy and Training Services List of TPAO RESEARCH AND DEVELOPMENT CENTER”.
3. The registration is confirmed only after the course fee is paid.
4. The course fees cover the training fees only per person.
5. The VAT is not included in the course fees.
6. Travel and living etc. expenses of the trainers are added to the course fees for the courses to be held at outside of TPAO RESEARCH AND DEVELOPMENT CENTER.
7. If simultaneous translation is requested, the price of translation is added to the course fee.
8. The course fees are requested to be paid by direct transfer into TPAO bank account.
9. The course fee is paid back in case of the cancellation application of the participant’s to TPAO RESEARCH AND DEVELOPMENT CENTER at least 5 working Days before the course beginning date.
10. The invoice is patched to our clients within the following week after the course is completed.
11. TPAO RESEARCH AND DEVELOPMENT CENTER have right to chance and rearrange the contents, subjects and periods and the instructors of courses.